## Consulta
CONTROLE DE HOMOLOGAÇÃO DE FORNECEDORES
[8 empty] | Última Atualização: | 2023-07-20
Consulta de Fornecedores Homologados
| Família | Sub-Família | Nordeste | Elektro | Brasília | Descrição Sucinta | Especificação Técnica | Fornecedor | Status Macro
| Capacitores e Bancos | Banco de Capacitor | 610095 | 36634 | 13050015 | BANCO CAPAC COMPAC FI 14,5KV 25KA 3,6MVA | DIS-ETE-028 | ABB | Homologado
| Capacitores e Bancos | Banco de Capacitor | 610096 | 36635 | 13050016 | BANCO CAPAC COMPAC FI 14,5KV 25KA 4,8MVA | DIS-ETE-028 | ABB | Homologado
| Capacitores e Bancos | Banco de Capacitor | 611029 | 36643 | 13050017 | BANCO CAPAC FE 36,2KV 16KA 1,8MVAR S/SEC | DIS-ETE-028 | ABB | Homologado
| Capacitores e Bancos | Banco de Capacitor | 611030 | 36644 | 13050018 | BANCO CAPAC FE 36,2KV 16KA 2,4MVAR S/SEC | DIS-ETE-028 | ABB | Homologado
| Capacitores e Bancos | Banco de Capacitor | 611031 | 36645 | 13050019 | BANCO CAPAC FE 36,2KV 16KA 3,6MVAR S/SEC | DIS-ETE-028 | ABB | Homologado
| Capacitores e Bancos | Banco de Capacitor | 611032 | 36646 | 13050020 | BANCO CAPAC FE 36,2KV 16KA 4,8MVAR S/SEC | DIS-ETE-028 | ABB | Homologado
| Capacitores e Bancos | Banco de Capacitor | 610091 | 36629 | 13050021 | BANCO CAPAC FI 14,5KV 25KA 1,8MVAR S/SEC | DIS-ETE-028 | ABB | Homologado
| Capacitores e Bancos | Banco de Capacitor | 610092 | 36630 | 13050022 | BANCO CAPAC FI 14,5KV 25KA 2,4MVAR S/SEC | DIS-ETE-028 | ABB | Homologado
| Capacitores e Bancos | Banco de Capacitor | 610093 | 36641 | 13050023 | BANCO CAPAC FI 14,5KV 25KA 3,6MVAR S/SEC | DIS-ETE-028 | ABB | Homologado
| Capacitores e Bancos | Banco de Capacitor | 610094 | 36642 | 13050024 | BANCO CAPAC FI 14,5KV 25KA 4,8MVAR S/SEC | DIS-ETE-028 | ABB | Homologado
| Capacitores e Bancos | Capacitor | 600059 | 36651 | 13050042 | CAPACITOR FI 13,8KV 300KVAR 8.360V | DIS-ETE-028 | ABB | Homologado
| Capacitores e Bancos | Capacitor | 600060 | 36652 | 13050043 | CAPACITOR FI 13,8KV 400KVAR 8.360V | DIS-ETE-028 | ABB | Homologado
| Capacitores e Bancos | Capacitor | 602004 | - | 13050046 | CAPACITOR 34,5KV 100KVAR 20.910V | DIS-ETE-028 | ABB | Homologado
| Capacitores e Bancos | Capacitor | 602011 | 36638 | 13050036 | CAPACITOR 34,5KV 150KVAR 20.910V | DIS-ETE-028 | ABB | Homologado
| Capacitores e Bancos | Capacitor | 602006 | - | 13050047 | CAPACITOR 34,5KV 200KVAR 20.910V | DIS-ETE-028 | ABB | Homologado
| Capacitores e Bancos | Capacitor | 602012 | 36639 | 13050038 | CAPACITOR 34,5KV 300KVAR 20.910V | DIS-ETE-028 | ABB | Homologado
| Capacitores e Bancos | Capacitor | 602013 | 36640 | 13050039 | CAPACITOR 34,5KV 400KVAR 20.910V | DIS-ETE-028 | ABB | Homologado
| Capacitores e Bancos | Capacitor | 600003 | 30313 | 13050044 | CAPACITOR POT MON 7960V 100,0KVAR | DIS-ETE-028 | ABB | Homologado
| Capacitores e Bancos | Capacitor | 600010 | 30314 | 13050045 | CAPACITOR POT MON 7960V 200,0KVAR | DIS-ETE-028 | ABB | Homologado
| Capacitores e Bancos | Capacitor | 600007 | - | 13050030 | CAPACITOR 11,9KV 100KVAR 7.200V | DIS-ETE-028 | ABB | Homologado
| Capacitores e Bancos | Capacitor | 600008 | - | 13050031 | CAPACITOR 11,9KV 200KVAR 7.200V | DIS-ETE-028 | ABB | Homologado
| Capacitores e Bancos | Capacitor | 600056 | - | 13050040 | CAPACITOR FI 11,9KV 300KVAR 7.200V | DIS-ETE-028 | ABB | Homologado
| Capacitores e Bancos | Capacitor | 600057 | - | 13050041 | CAPACITOR FI 11,9KV 400KVAR 7.200V | DIS-ETE-028 | ABB | Homologado
| Capacitores e Bancos | Capacitor | 600045 | - | 13050032 | CAPACITOR 13,8KV 100KVAR 8.660V | DIS-ETE-028 | ABB | Homologado
| Capacitores e Bancos | Capacitor | 600046 | - | 13050033 | CAPACITOR 13,8KV 200KVAR 8.660V | DIS-ETE-028 | ABB | Homologado
| Capacitores e Bancos | Capacitor | 600058 | - | 13050034 | CAPACITOR 13,8KV 300KVAR 8.660V | DIS-ETE-028 | ABB | Homologado
| Capacitores e Bancos | Banco de Capacitor | 612008 | 38096 | 13050048 | BANCO CAPAC SF 69KV 25KA 5MVAR YY-IS | DIS-ETE-200 | ABB | Homologado
| Capacitores e Bancos | Banco de Capacitor | 612006 | 38097 | 13050049 | BANCO CAPAC SF 69KV 25KA 7,2MVAR YY-IS | DIS-ETE-200 | ABB | Homologado
| Capacitores e Bancos | Banco de Capacitor | 612009 | 38100 | 13050050 | BANCO CAPAC SF 69KV 25KA 7,5MVAR YY_IS | DIS-ETE-200 | ABB | Homologado
| Capacitores e Bancos | Banco de Capacitor | 613005 | 38101 | 13050051 | BANCO CAPAC SF 138KV 25KA 7,2MVAR YY-AT | DIS-ETE-200 | ABB | Homologado
| Capacitores e Bancos | Banco de Capacitor | 613004 | 38102 | 13050052 | BANCO CAPAC SF 138KV 25KA 30MVAR YY-AT | DIS-ETE-200 | ABB | Homologado
| Capacitores e Bancos | Capacitor | 604003 | 38103 | 13050053 | CAPACITOR SF 69 e 138KV 221KVAR 13.950V | DIS-ETE-200 | ABB | Homologado
| Capacitores e Bancos | Capacitor | 604002 | 38104 | 13050054 | CAPACITOR SF 69 e 138KV 310KVAR 13.950V | DIS-ETE-200 | ABB | Homologado
| Capacitores e Bancos | Capacitor | 604001 | 38105 | 13050055 | CAPACITOR SF 69 e 138KV 460KVAR 13.950V | DIS-ETE-200 | ABB | Homologado
| Capacitores e Bancos | Capacitor | 600987 | 38106 | 13050056 | CAPACITOR FE 69 KV 50KVAR 8.660V | DIS-ETE-200 | ABB | Homologado
| Capacitores e Bancos | Capacitor | 600985 | 38107 | 13050057 | CAPACITOR FE 69 KV 50KVAR 13.800V | DIS-ETE-200 | ABB | Homologado
| Capacitores e Bancos | Banco de Capacitor | 610095 | 36634 | 13050015 | BANCO CAPAC COMPAC FI 14,5KV 25KA 3,6MVA | DIS-ETE-028 | ARTECHE | Homologado
| Capacitores e Bancos | Banco de Capacitor | 610096 | 36635 | 13050016 | BANCO CAPAC COMPAC FI 14,5KV 25KA 4,8MVA | DIS-ETE-028 | ARTECHE | Homologado
| Capacitores e Bancos | Banco de Capacitor | 611029 | 36643 | 13050017 | BANCO CAPAC FE 36,2KV 16KA 1,8MVAR S/SEC | DIS-ETE-028 | ARTECHE | Homologado
| Capacitores e Bancos | Banco de Capacitor | 611030 | 36644 | 13050018 | BANCO CAPAC FE 36,2KV 16KA 2,4MVAR S/SEC | DIS-ETE-028 | ARTECHE | Homologado
| Capacitores e Bancos | Banco de Capacitor | 611031 | 36645 | 13050019 | BANCO CAPAC FE 36,2KV 16KA 3,6MVAR S/SEC | DIS-ETE-028 | ARTECHE | Homologado
| Capacitores e Bancos | Banco de Capacitor | 611032 | 36646 | 13050020 | BANCO CAPAC FE 36,2KV 16KA 4,8MVAR S/SEC | DIS-ETE-028 | ARTECHE | Homologado
| Capacitores e Bancos | Banco de Capacitor | 610091 | 36629 | 13050021 | BANCO CAPAC FI 14,5KV 25KA 1,8MVAR S/SEC | DIS-ETE-028 | ARTECHE | Homologado
| Capacitores e Bancos | Banco de Capacitor | 610092 | 36630 | 13050022 | BANCO CAPAC FI 14,5KV 25KA 2,4MVAR S/SEC | DIS-ETE-028 | ARTECHE | Homologado
| Capacitores e Bancos | Banco de Capacitor | 610093 | 36641 | 13050023 | BANCO CAPAC FI 14,5KV 25KA 3,6MVAR S/SEC | DIS-ETE-028 | ARTECHE | Homologado
| Capacitores e Bancos | Banco de Capacitor | 610094 | 36642 | 13050024 | BANCO CAPAC FI 14,5KV 25KA 4,8MVAR S/SEC | DIS-ETE-028 | ARTECHE | Homologado
| Capacitores e Bancos | Capacitor | 600059 | 36651 | 13050042 | CAPACITOR FI 13,8KV 300KVAR 8.360V | DIS-ETE-028 | ARTECHE | Homologado
| Capacitores e Bancos | Capacitor | 600060 | 36652 | 13050043 | CAPACITOR FI 13,8KV 400KVAR 8.360V | DIS-ETE-028 | ARTECHE | Homologado
| Capacitores e Bancos | Capacitor | 602004 | - | 13050046 | CAPACITOR 34,5KV 100KVAR 20.910V | DIS-ETE-028 | ARTECHE | Homologado
| Capacitores e Bancos | Capacitor | 602011 | 36638 | 13050036 | CAPACITOR 34,5KV 150KVAR 20.910V | DIS-ETE-028 | ARTECHE | Homologado
| Capacitores e Bancos | Capacitor | 602006 | - | 13050047 | CAPACITOR 34,5KV 200KVAR 20.910V | DIS-ETE-028 | ARTECHE | Homologado
| Capacitores e Bancos | Capacitor | 602012 | 36639 | 13050038 | CAPACITOR 34,5KV 300KVAR 20.910V | DIS-ETE-028 | ARTECHE | Homologado
| Capacitores e Bancos | Capacitor | 602013 | 36640 | 13050039 | CAPACITOR 34,5KV 400KVAR 20.910V | DIS-ETE-028 | ARTECHE | Homologado
| Capacitores e Bancos | Capacitor | 600003 | 30313 | 13050044 | CAPACITOR POT MON 7960V 100,0KVAR | DIS-ETE-028 | ARTECHE | Homologado
| Capacitores e Bancos | Capacitor | 600010 | 30314 | 13050045 | CAPACITOR POT MON 7960V 200,0KVAR | DIS-ETE-028 | ARTECHE | Homologado
| Capacitores e Bancos | Capacitor | 600007 | - | 13050030 | CAPACITOR 11,9KV 100KVAR 7.200V | DIS-ETE-028 | ARTECHE | Homologado
| Capacitores e Bancos | Capacitor | 600008 | - | 13050031 | CAPACITOR 11,9KV 200KVAR 7.200V | DIS-ETE-028 | ARTECHE | Homologado
| Capacitores e Bancos | Capacitor | 600056 | - | 13050040 | CAPACITOR FI 11,9KV 300KVAR 7.200V | DIS-ETE-028 | ARTECHE | Homologado
| Capacitores e Bancos | Capacitor | 600057 | - | 13050041 | CAPACITOR FI 11,9KV 400KVAR 7.200V | DIS-ETE-028 | ARTECHE | Homologado
| Capacitores e Bancos | Capacitor | 600045 | - | 13050032 | CAPACITOR 13,8KV 100KVAR 8.660V | DIS-ETE-028 | ARTECHE | Homologado
| Capacitores e Bancos | Capacitor | 600046 | - | 13050033 | CAPACITOR 13,8KV 200KVAR 8.660V | DIS-ETE-028 | ARTECHE | Homologado
| Capacitores e Bancos | Capacitor | 600058 | - | 13050034 | CAPACITOR 13,8KV 300KVAR 8.660V | DIS-ETE-028 | ARTECHE | Homologado
| Capacitores e Bancos | Banco de Capacitor | 612008 | 38096 | 13050048 | BANCO CAPAC SF 69KV 25KA 5MVAR YY-IS | DIS-ETE-200 | ARTECHE | Homologado
| Capacitores e Bancos | Banco de Capacitor | 612006 | 38097 | 13050049 | BANCO CAPAC SF 69KV 25KA 7,2MVAR YY-IS | DIS-ETE-200 | ARTECHE | Homologado
| Capacitores e Bancos | Banco de Capacitor | 612009 | 38100 | 13050050 | BANCO CAPAC SF 69KV 25KA 7,5MVAR YY_IS | DIS-ETE-200 | ARTECHE | Homologado
| Capacitores e Bancos | Banco de Capacitor | 613005 | 38101 | 13050051 | BANCO CAPAC SF 138KV 25KA 7,2MVAR YY-AT | DIS-ETE-200 | ARTECHE | Homologado
| Capacitores e Bancos | Banco de Capacitor | 613004 | 38102 | 13050052 | BANCO CAPAC SF 138KV 25KA 30MVAR YY-AT | DIS-ETE-200 | ARTECHE | Homologado
| Capacitores e Bancos | Capacitor | 604003 | 38103 | 13050053 | CAPACITOR SF 69 e 138KV 221KVAR 13.950V | DIS-ETE-200 | ARTECHE | Homologado
| Capacitores e Bancos | Capacitor | 604002 | 38104 | 13050054 | CAPACITOR SF 69 e 138KV 310KVAR 13.950V | DIS-ETE-200 | ARTECHE | Homologado
| Capacitores e Bancos | Capacitor | 604001 | 38105 | 13050055 | CAPACITOR SF 69 e 138KV 460KVAR 13.950V | DIS-ETE-200 | ARTECHE | Homologado
| Capacitores e Bancos | Capacitor | 600987 | 38106 | 13050056 | CAPACITOR FE 69 KV 50KVAR 8.660V | DIS-ETE-200 | ARTECHE | Homologado
| Capacitores e Bancos | Capacitor | 600985 | 38107 | 13050057 | CAPACITOR FE 69 KV 50KVAR 13.800V | DIS-ETE-200 | ARTECHE | Homologado
| Capacitores e Bancos | Banco de Capacitor | 610095 | 36634 | 13050015 | BANCO CAPAC COMPAC FI 14,5KV 25KA 3,6MVA | DIS-ETE-028 | BREE | Homologado
| Capacitores e Bancos | Banco de Capacitor | 610096 | 36635 | 13050016 | BANCO CAPAC COMPAC FI 14,5KV 25KA 4,8MVA | DIS-ETE-028 | BREE | Homologado
| Capacitores e Bancos | Banco de Capacitor | 611029 | 36643 | 13050017 | BANCO CAPAC FE 36,2KV 16KA 1,8MVAR S/SEC | DIS-ETE-028 | BREE | Homologado
| Capacitores e Bancos | Banco de Capacitor | 611030 | 36644 | 13050018 | BANCO CAPAC FE 36,2KV 16KA 2,4MVAR S/SEC | DIS-ETE-028 | BREE | Homologado
| Capacitores e Bancos | Banco de Capacitor | 611031 | 36645 | 13050019 | BANCO CAPAC FE 36,2KV 16KA 3,6MVAR S/SEC | DIS-ETE-028 | BREE | Homologado
| Capacitores e Bancos | Banco de Capacitor | 611032 | 36646 | 13050020 | BANCO CAPAC FE 36,2KV 16KA 4,8MVAR S/SEC | DIS-ETE-028 | BREE | Homologado
| Capacitores e Bancos | Banco de Capacitor | 610091 | 36629 | 13050021 | BANCO CAPAC FI 14,5KV 25KA 1,8MVAR S/SEC | DIS-ETE-028 | BREE | Homologado
| Capacitores e Bancos | Banco de Capacitor | 610092 | 36630 | 13050022 | BANCO CAPAC FI 14,5KV 25KA 2,4MVAR S/SEC | DIS-ETE-028 | BREE | Homologado
| Capacitores e Bancos | Banco de Capacitor | 610093 | 36641 | 13050023 | BANCO CAPAC FI 14,5KV 25KA 3,6MVAR S/SEC | DIS-ETE-028 | BREE | Homologado
| Capacitores e Bancos | Banco de Capacitor | 610094 | 36642 | 13050024 | BANCO CAPAC FI 14,5KV 25KA 4,8MVAR S/SEC | DIS-ETE-028 | BREE | Homologado
| Capacitores e Bancos | Capacitor | 600059 | 36651 | 13050042 | CAPACITOR FI 13,8KV 300KVAR 8.360V | DIS-ETE-028 | BREE | Homologado
| Capacitores e Bancos | Capacitor | 600060 | 36652 | 13050043 | CAPACITOR FI 13,8KV 400KVAR 8.360V | DIS-ETE-028 | BREE | Homologado
| Capacitores e Bancos | Capacitor | 602004 | - | 13050046 | CAPACITOR 34,5KV 100KVAR 20.910V | DIS-ETE-028 | BREE | Homologado
| Capacitores e Bancos | Capacitor | 602011 | 36638 | 13050036 | CAPACITOR 34,5KV 150KVAR 20.910V | DIS-ETE-028 | BREE | Homologado
| Capacitores e Bancos | Capacitor | 602006 | - | 13050047 | CAPACITOR 34,5KV 200KVAR 20.910V | DIS-ETE-028 | BREE | Homologado
| Capacitores e Bancos | Capacitor | 602012 | 36639 | 13050038 | CAPACITOR 34,5KV 300KVAR 20.910V | DIS-ETE-028 | BREE | Homologado
| Capacitores e Bancos | Capacitor | 602013 | 36640 | 13050039 | CAPACITOR 34,5KV 400KVAR 20.910V | DIS-ETE-028 | BREE | Homologado
| Capacitores e Bancos | Capacitor | 600003 | 30313 | 13050044 | CAPACITOR POT MON 7960V 100,0KVAR | DIS-ETE-028 | BREE | Homologado
| Capacitores e Bancos | Capacitor | 600010 | 30314 | 13050045 | CAPACITOR POT MON 7960V 200,0KVAR | DIS-ETE-028 | BREE | Homologado
| Capacitores e Bancos | Capacitor | 600007 | - | 13050030 | CAPACITOR 11,9KV 100KVAR 7.200V | DIS-ETE-028 | BREE | Homologado
| Capacitores e Bancos | Capacitor | 600008 | - | 13050031 | CAPACITOR 11,9KV 200KVAR 7.200V | DIS-ETE-028 | BREE | Homologado
| Capacitores e Bancos | Capacitor | 600056 | - | 13050040 | CAPACITOR FI 11,9KV 300KVAR 7.200V | DIS-ETE-028 | BREE | Homologado
| Capacitores e Bancos | Capacitor | 600057 | - | 13050041 | CAPACITOR FI 11,9KV 400KVAR 7.200V | DIS-ETE-028 | BREE | Homologado
| Capacitores e Bancos | Capacitor | 600045 | - | 13050032 | CAPACITOR 13,8KV 100KVAR 8.660V | DIS-ETE-028 | BREE | Homologado
| Capacitores e Bancos | Capacitor | 600046 | - | 13050033 | CAPACITOR 13,8KV 200KVAR 8.660V | DIS-ETE-028 | BREE | Homologado
| Capacitores e Bancos | Capacitor | 600058 | - | 13050034 | CAPACITOR 13,8KV 300KVAR 8.660V | DIS-ETE-028 | BREE | Homologado
| Capacitores e Bancos | Banco de Capacitor | 612008 | 38096 | 13050048 | BANCO CAPAC SF 69KV 25KA 5MVAR YY-IS | DIS-ETE-200 | BREE | Homologado
| Capacitores e Bancos | Banco de Capacitor | 612006 | 38097 | 13050049 | BANCO CAPAC SF 69KV 25KA 7,2MVAR YY-IS | DIS-ETE-200 | BREE | Homologado
| Capacitores e Bancos | Banco de Capacitor | 612009 | 38100 | 13050050 | BANCO CAPAC SF 69KV 25KA 7,5MVAR YY_IS | DIS-ETE-200 | BREE | Homologado
| Capacitores e Bancos | Banco de Capacitor | 613005 | 38101 | 13050051 | BANCO CAPAC SF 138KV 25KA 7,2MVAR YY-AT | DIS-ETE-200 | BREE | Homologado
| Capacitores e Bancos | Banco de Capacitor | 613004 | 38102 | 13050052 | BANCO CAPAC SF 138KV 25KA 30MVAR YY-AT | DIS-ETE-200 | BREE | Homologado
| Capacitores e Bancos | Capacitor | 604003 | 38103 | 13050053 | CAPACITOR SF 69 e 138KV 221KVAR 13.950V | DIS-ETE-200 | BREE | Homologado
| Capacitores e Bancos | Capacitor | 604002 | 38104 | 13050054 | CAPACITOR SF 69 e 138KV 310KVAR 13.950V | DIS-ETE-200 | BREE | Homologado
| Capacitores e Bancos | Capacitor | 604001 | 38105 | 13050055 | CAPACITOR SF 69 e 138KV 460KVAR 13.950V | DIS-ETE-200 | BREE | Homologado
| Capacitores e Bancos | Capacitor | 600987 | 38106 | 13050056 | CAPACITOR FE 69 KV 50KVAR 8.660V | DIS-ETE-200 | BREE | Homologado
| Capacitores e Bancos | Capacitor | 600985 | 38107 | 13050057 | CAPACITOR FE 69 KV 50KVAR 13.800V | DIS-ETE-200 | BREE | Homologado
| Capacitores e Bancos | Banco de Capacitor | 611029 | 36643 | 13050017 | BANCO CAPAC FE 36,2KV 16KA 1,8MVAR S/SEC | DIS-ETE-028 | COOPER | Homologado
| Capacitores e Bancos | Banco de Capacitor | 611030 | 36644 | 13050018 | BANCO CAPAC FE 36,2KV 16KA 2,4MVAR S/SEC | DIS-ETE-028 | COOPER | Homologado
| Capacitores e Bancos | Banco de Capacitor | 611031 | 36645 | 13050019 | BANCO CAPAC FE 36,2KV 16KA 3,6MVAR S/SEC | DIS-ETE-028 | COOPER | Homologado
| Capacitores e Bancos | Banco de Capacitor | 611032 | 36646 | 13050020 | BANCO CAPAC FE 36,2KV 16KA 4,8MVAR S/SEC | DIS-ETE-028 | COOPER | Homologado
| Capacitores e Bancos | Banco de Capacitor | 610091 | 36629 | 13050021 | BANCO CAPAC FI 14,5KV 25KA 1,8MVAR S/SEC | DIS-ETE-028 | COOPER | Homologado
| Capacitores e Bancos | Banco de Capacitor | 610092 | 36630 | 13050022 | BANCO CAPAC FI 14,5KV 25KA 2,4MVAR S/SEC | DIS-ETE-028 | COOPER | Homologado
| Capacitores e Bancos | Banco de Capacitor | 610093 | 36641 | 13050023 | BANCO CAPAC FI 14,5KV 25KA 3,6MVAR S/SEC | DIS-ETE-028 | COOPER | Homologado
| Capacitores e Bancos | Banco de Capacitor | 610094 | 36642 | 13050024 | BANCO CAPAC FI 14,5KV 25KA 4,8MVAR S/SEC | DIS-ETE-028 | COOPER | Homologado
| Capacitores e Bancos | Capacitor | 600059 | 36651 | 13050042 | CAPACITOR FI 13,8KV 300KVAR 8.360V | DIS-ETE-028 | COOPER | Homologado
| Capacitores e Bancos | Capacitor | 600060 | 36652 | 13050043 | CAPACITOR FI 13,8KV 400KVAR 8.360V | DIS-ETE-028 | COOPER | Homologado
| Capacitores e Bancos | Capacitor | 602004 | - | 13050046 | CAPACITOR 34,5KV 100KVAR 20.910V | DIS-ETE-028 | COOPER | Homologado
| Capacitores e Bancos | Capacitor | 602011 | 36638 | 13050036 | CAPACITOR 34,5KV 150KVAR 20.910V | DIS-ETE-028 | COOPER | Homologado
| Capacitores e Bancos | Capacitor | 602006 | - | 13050047 | CAPACITOR 34,5KV 200KVAR 20.910V | DIS-ETE-028 | COOPER | Homologado
| Capacitores e Bancos | Capacitor | 602012 | 36639 | 13050038 | CAPACITOR 34,5KV 300KVAR 20.910V | DIS-ETE-028 | COOPER | Homologado
| Capacitores e Bancos | Capacitor | 602013 | 36640 | 13050039 | CAPACITOR 34,5KV 400KVAR 20.910V | DIS-ETE-028 | COOPER | Homologado
| Capacitores e Bancos | Capacitor | 600003 | 30313 | 13050044 | CAPACITOR POT MON 7960V 100,0KVAR | DIS-ETE-028 | COOPER | Homologado
| Capacitores e Bancos | Capacitor | 600010 | 30314 | 13050045 | CAPACITOR POT MON 7960V 200,0KVAR | DIS-ETE-028 | COOPER | Homologado
| Capacitores e Bancos | Capacitor | 600007 | - | 13050030 | CAPACITOR 11,9KV 100KVAR 7.200V | DIS-ETE-028 | COOPER | Homologado
| Capacitores e Bancos | Capacitor | 600008 | - | 13050031 | CAPACITOR 11,9KV 200KVAR 7.200V | DIS-ETE-028 | COOPER | Homologado
| Capacitores e Bancos | Capacitor | 600056 | - | 13050040 | CAPACITOR FI 11,9KV 300KVAR 7.200V | DIS-ETE-028 | COOPER | Homologado
| Capacitores e Bancos | Capacitor | 600057 | - | 13050041 | CAPACITOR FI 11,9KV 400KVAR 7.200V | DIS-ETE-028 | COOPER | Homologado
| Capacitores e Bancos | Capacitor | 600045 | - | 13050032 | CAPACITOR 13,8KV 100KVAR 8.660V | DIS-ETE-028 | COOPER | Homologado
| Capacitores e Bancos | Capacitor | 600046 | - | 13050033 | CAPACITOR 13,8KV 200KVAR 8.660V | DIS-ETE-028 | COOPER | Homologado
| Capacitores e Bancos | Capacitor | 600058 | - | 13050034 | CAPACITOR 13,8KV 300KVAR 8.660V | DIS-ETE-028 | COOPER | Homologado
| Capacitores e Bancos | Banco de Capacitor | 612008 | 38096 | 13050048 | BANCO CAPAC SF 69KV 25KA 5MVAR YY-IS | DIS-ETE-200 | COOPER | Homologado
| Capacitores e Bancos | Banco de Capacitor | 612006 | 38097 | 13050049 | BANCO CAPAC SF 69KV 25KA 7,2MVAR YY-IS | DIS-ETE-200 | COOPER | Homologado
| Capacitores e Bancos | Banco de Capacitor | 612009 | 38100 | 13050050 | BANCO CAPAC SF 69KV 25KA 7,5MVAR YY_IS | DIS-ETE-200 | COOPER | Homologado
| Capacitores e Bancos | Banco de Capacitor | 613005 | 38101 | 13050051 | BANCO CAPAC SF 138KV 25KA 7,2MVAR YY-AT | DIS-ETE-200 | COOPER | Homologado
| Capacitores e Bancos | Banco de Capacitor | 613004 | 38102 | 13050052 | BANCO CAPAC SF 138KV 25KA 30MVAR YY-AT | DIS-ETE-200 | COOPER | Homologado
| Capacitores e Bancos | Capacitor | 604003 | 38103 | 13050053 | CAPACITOR SF 69 e 138KV 221KVAR 13.950V | DIS-ETE-200 | COOPER | Homologado
| Capacitores e Bancos | Capacitor | 604002 | 38104 | 13050054 | CAPACITOR SF 69 e 138KV 310KVAR 13.950V | DIS-ETE-200 | COOPER | Homologado
| Capacitores e Bancos | Capacitor | 604001 | 38105 | 13050055 | CAPACITOR SF 69 e 138KV 460KVAR 13.950V | DIS-ETE-200 | COOPER | Homologado
| Capacitores e Bancos | Capacitor | 600987 | 38106 | 13050056 | CAPACITOR FE 69 KV 50KVAR 8.660V | DIS-ETE-200 | COOPER | Homologado
| Capacitores e Bancos | Capacitor | 600985 | 38107 | 13050057 | CAPACITOR FE 69 KV 50KVAR 13.800V | DIS-ETE-200 | COOPER | Homologado
| Capacitores e Bancos | Banco de Capacitor | 610091 | 36629 | 13050021 | BANCO CAPAC FI 14,5KV 25KA 1,8MVAR S/SEC | DIS-ETE-028 | GE | Homologado
| Capacitores e Bancos | Banco de Capacitor | 610092 | 36630 | 13050022 | BANCO CAPAC FI 14,5KV 25KA 2,4MVAR S/SEC | DIS-ETE-028 | GE | Homologado
| Capacitores e Bancos | Banco de Capacitor | 610093 | 36641 | 13050023 | BANCO CAPAC FI 14,5KV 25KA 3,6MVAR S/SEC | DIS-ETE-028 | GE | Homologado
| Capacitores e Bancos | Banco de Capacitor | 610094 | 36642 | 13050024 | BANCO CAPAC FI 14,5KV 25KA 4,8MVAR S/SEC | DIS-ETE-028 | GE | Homologado
| Capacitores e Bancos | Capacitor | 600059 | 36651 | 13050042 | CAPACITOR FI 13,8KV 300KVAR 8.360V | DIS-ETE-028 | GE | Homologado
| Capacitores e Bancos | Capacitor | 600060 | 36652 | 13050043 | CAPACITOR FI 13,8KV 400KVAR 8.360V | DIS-ETE-028 | GE | Homologado
| Capacitores e Bancos | Capacitor | 600003 | 30313 | 13050044 | CAPACITOR POT MON 7960V 100,0KVAR | DIS-ETE-028 | GE | Homologado
| Capacitores e Bancos | Capacitor | 600010 | 30314 | 13050045 | CAPACITOR POT MON 7960V 200,0KVAR | DIS-ETE-028 | GE | Homologado
| Capacitores e Bancos | Capacitor | 600007 | - | 13050030 | CAPACITOR 11,9KV 100KVAR 7.200V | DIS-ETE-028 | GE | Homologado
| Capacitores e Bancos | Capacitor | 600008 | - | 13050031 | CAPACITOR 11,9KV 200KVAR 7.200V | DIS-ETE-028 | GE | Homologado
| Capacitores e Bancos | Capacitor | 600056 | - | 13050040 | CAPACITOR FI 11,9KV 300KVAR 7.200V | DIS-ETE-028 | GE | Homologado
| Capacitores e Bancos | Capacitor | 600057 | - | 13050041 | CAPACITOR FI 11,9KV 400KVAR 7.200V | DIS-ETE-028 | GE | Homologado
| Capacitores e Bancos | Capacitor | 600045 | - | 13050032 | CAPACITOR 13,8KV 100KVAR 8.660V | DIS-ETE-028 | GE | Homologado
| Capacitores e Bancos | Capacitor | 600046 | - | 13050033 | CAPACITOR 13,8KV 200KVAR 8.660V | DIS-ETE-028 | GE | Homologado
| Capacitores e Bancos | Capacitor | 600058 | - | 13050034 | CAPACITOR 13,8KV 300KVAR 8.660V | DIS-ETE-028 | GE | Homologado
| Capacitores e Bancos | Banco de Capacitor | 612008 | 38096 | 13050048 | BANCO CAPAC SF 69KV 25KA 5MVAR YY-IS | DIS-ETE-200 | GE | Homologado
| Capacitores e Bancos | Banco de Capacitor | 612006 | 38097 | 13050049 | BANCO CAPAC SF 69KV 25KA 7,2MVAR YY-IS | DIS-ETE-200 | GE | Homologado
| Capacitores e Bancos | Banco de Capacitor | 612009 | 38100 | 13050050 | BANCO CAPAC SF 69KV 25KA 7,5MVAR YY_IS | DIS-ETE-200 | GE | Homologado
| Capacitores e Bancos | Banco de Capacitor | 613005 | 38101 | 13050051 | BANCO CAPAC SF 138KV 25KA 7,2MVAR YY-AT | DIS-ETE-200 | GE | Homologado
| Capacitores e Bancos | Banco de Capacitor | 613004 | 38102 | 13050052 | BANCO CAPAC SF 138KV 25KA 30MVAR YY-AT | DIS-ETE-200 | GE | Homologado
| Capacitores e Bancos | Capacitor | 604003 | 38103 | 13050053 | CAPACITOR SF 69 e 138KV 221KVAR 13.950V | DIS-ETE-200 | GE | Homologado
| Capacitores e Bancos | Capacitor | 604002 | 38104 | 13050054 | CAPACITOR SF 69 e 138KV 310KVAR 13.950V | DIS-ETE-200 | GE | Homologado
| Capacitores e Bancos | Capacitor | 604001 | 38105 | 13050055 | CAPACITOR SF 69 e 138KV 460KVAR 13.950V | DIS-ETE-200 | GE | Homologado
| Capacitores e Bancos | Capacitor | 600987 | 38106 | 13050056 | CAPACITOR FE 69 KV 50KVAR 8.660V | DIS-ETE-200 | GE | Homologado
| Capacitores e Bancos | Capacitor | 600985 | 38107 | 13050057 | CAPACITOR FE 69 KV 50KVAR 13.800V | DIS-ETE-200 | GE | Homologado
| Capacitores e Bancos | Banco de Capacitor | 611029 | 36643 | 13050017 | BANCO CAPAC FE 36,2KV 16KA 1,8MVAR S/SEC | DIS-ETE-028 | SIEMENS | Homologado
| Capacitores e Bancos | Banco de Capacitor | 611030 | 36644 | 13050018 | BANCO CAPAC FE 36,2KV 16KA 2,4MVAR S/SEC | DIS-ETE-028 | SIEMENS | Homologado
| Capacitores e Bancos | Banco de Capacitor | 611031 | 36645 | 13050019 | BANCO CAPAC FE 36,2KV 16KA 3,6MVAR S/SEC | DIS-ETE-028 | SIEMENS | Homologado
| Capacitores e Bancos | Banco de Capacitor | 611032 | 36646 | 13050020 | BANCO CAPAC FE 36,2KV 16KA 4,8MVAR S/SEC | DIS-ETE-028 | SIEMENS | Homologado
| Capacitores e Bancos | Banco de Capacitor | 610091 | 36629 | 13050021 | BANCO CAPAC FI 14,5KV 25KA 1,8MVAR S/SEC | DIS-ETE-028 | SIEMENS | Homologado
| Capacitores e Bancos | Banco de Capacitor | 610092 | 36630 | 13050022 | BANCO CAPAC FI 14,5KV 25KA 2,4MVAR S/SEC | DIS-ETE-028 | SIEMENS | Homologado
| Capacitores e Bancos | Banco de Capacitor | 610093 | 36641 | 13050023 | BANCO CAPAC FI 14,5KV 25KA 3,6MVAR S/SEC | DIS-ETE-028 | SIEMENS | Homologado
| Capacitores e Bancos | Banco de Capacitor | 610094 | 36642 | 13050024 | BANCO CAPAC FI 14,5KV 25KA 4,8MVAR S/SEC | DIS-ETE-028 | SIEMENS | Homologado
| Capacitores e Bancos | Capacitor | 600059 | 36651 | 13050042 | CAPACITOR FI 13,8KV 300KVAR 8.360V | DIS-ETE-028 | SIEMENS | Homologado
| Capacitores e Bancos | Capacitor | 600060 | 36652 | 13050043 | CAPACITOR FI 13,8KV 400KVAR 8.360V | DIS-ETE-028 | SIEMENS | Homologado
| Capacitores e Bancos | Capacitor | 602004 | - | 13050046 | CAPACITOR 34,5KV 100KVAR 20.910V | DIS-ETE-028 | SIEMENS | Homologado
| Capacitores e Bancos | Capacitor | 602011 | 36638 | 13050036 | CAPACITOR 34,5KV 150KVAR 20.910V | DIS-ETE-028 | SIEMENS | Homologado
| Capacitores e Bancos | Capacitor | 602006 | - | 13050047 | CAPACITOR 34,5KV 200KVAR 20.910V | DIS-ETE-028 | SIEMENS | Homologado
| Capacitores e Bancos | Capacitor | 602012 | 36639 | 13050038 | CAPACITOR 34,5KV 300KVAR 20.910V | DIS-ETE-028 | SIEMENS | Homologado
| Capacitores e Bancos | Capacitor | 602013 | 36640 | 13050039 | CAPACITOR 34,5KV 400KVAR 20.910V | DIS-ETE-028 | SIEMENS | Homologado
| Capacitores e Bancos | Capacitor | 600003 | 30313 | 13050044 | CAPACITOR POT MON 7960V 100,0KVAR | DIS-ETE-028 | SIEMENS | Homologado
| Capacitores e Bancos | Capacitor | 600010 | 30314 | 13050045 | CAPACITOR POT MON 7960V 200,0KVAR | DIS-ETE-028 | SIEMENS | Homologado
| Capacitores e Bancos | Capacitor | 600007 | - | 13050030 | CAPACITOR 11,9KV 100KVAR 7.200V | DIS-ETE-028 | SIEMENS | Homologado
| Capacitores e Bancos | Capacitor | 600008 | - | 13050031 | CAPACITOR 11,9KV 200KVAR 7.200V | DIS-ETE-028 | SIEMENS | Homologado
| Capacitores e Bancos | Capacitor | 600056 | - | 13050040 | CAPACITOR FI 11,9KV 300KVAR 7.200V | DIS-ETE-028 | SIEMENS | Homologado
| Capacitores e Bancos | Capacitor | 600057 | - | 13050041 | CAPACITOR FI 11,9KV 400KVAR 7.200V | DIS-ETE-028 | SIEMENS | Homologado
| Capacitores e Bancos | Capacitor | 600045 | - | 13050032 | CAPACITOR 13,8KV 100KVAR 8.660V | DIS-ETE-028 | SIEMENS | Homologado
| Capacitores e Bancos | Capacitor | 600046 | - | 13050033 | CAPACITOR 13,8KV 200KVAR 8.660V | DIS-ETE-028 | SIEMENS | Homologado
| Capacitores e Bancos | Capacitor | 600058 | - | 13050034 | CAPACITOR 13,8KV 300KVAR 8.660V | DIS-ETE-028 | SIEMENS | Homologado
| Capacitores e Bancos | Banco de Capacitor | 612008 | 38096 | 13050048 | BANCO CAPAC SF 69KV 25KA 5MVAR YY-IS | DIS-ETE-200 | SIEMENS | Homologado
| Capacitores e Bancos | Banco de Capacitor | 612006 | 38097 | 13050049 | BANCO CAPAC SF 69KV 25KA 7,2MVAR YY-IS | DIS-ETE-200 | SIEMENS | Homologado
| Capacitores e Bancos | Banco de Capacitor | 612009 | 38100 | 13050050 | BANCO CAPAC SF 69KV 25KA 7,5MVAR YY_IS | DIS-ETE-200 | SIEMENS | Homologado
| Capacitores e Bancos | Banco de Capacitor | 613005 | 38101 | 13050051 | BANCO CAPAC SF 138KV 25KA 7,2MVAR YY-AT | DIS-ETE-200 | SIEMENS | Homologado
| Capacitores e Bancos | Banco de Capacitor | 613004 | 38102 | 13050052 | BANCO CAPAC SF 138KV 25KA 30MVAR YY-AT | DIS-ETE-200 | SIEMENS | Homologado
| Capacitores e Bancos | Capacitor | 604003 | 38103 | 13050053 | CAPACITOR SF 69 e 138KV 221KVAR 13.950V | DIS-ETE-200 | SIEMENS | Homologado
| Capacitores e Bancos | Capacitor | 604002 | 38104 | 13050054 | CAPACITOR SF 69 e 138KV 310KVAR 13.950V | DIS-ETE-200 | SIEMENS | Homologado
| Capacitores e Bancos | Capacitor | 604001 | 38105 | 13050055 | CAPACITOR SF 69 e 138KV 460KVAR 13.950V | DIS-ETE-200 | SIEMENS | Homologado
| Capacitores e Bancos | Capacitor | 600987 | 38106 | 13050056 | CAPACITOR FE 69 KV 50KVAR 8.660V | DIS-ETE-200 | SIEMENS | Homologado
| Capacitores e Bancos | Capacitor | 600985 | 38107 | 13050057 | CAPACITOR FE 69 KV 50KVAR 13.800V | DIS-ETE-200 | SIEMENS | Homologado
| Baterias | Banco de Baterias | 700011 | 36313 | 15040032 | BANCO BATERIA ESTAC ALC 125VCC 100AH/5H | INS 77.02.51-01 SE/LT 01 | SAFT | Homologado
| Baterias | Banco de Baterias | 700012 | 36314 | 15040033 | BANCO BATERIA ESTAC ALC 125VCC 170AH/5H | INS 77.02.51-01 SE/LT 01 | SAFT | Homologado
| Baterias | Banco de Baterias | 700013 | 36315 | 15040034 | BANCO BATERIA ESTAC ALC 125VCC 300AH/5H | INS 77.02.51-01 SE/LT 01 | SAFT | Homologado
| Baterias | Banco de Baterias | 700009 | 35803 | 15040035 | BANCO BATERIA ESTAC ALC 125VCC 75AH/5H | INS 77.02.51-01 SE/LT 01 | SAFT | Homologado
| Baterias | Banco de Baterias | 700010 | - | - | BANCO BATERIA ESTAC ALC 125VCC 65AH/5H | INS 77.02.51-01 SE/LT 01 | SAFT | Homologado
| Baterias | Banco de Baterias | 700011 | 36313 | 15040032 | BANCO BATERIA ESTAC ALC 125VCC 100AH/5H | INS 77.02.51-01 SE/LT 01 | ENERSYS | Homologado
| Baterias | Banco de Baterias | 700012 | 36314 | 15040033 | BANCO BATERIA ESTAC ALC 125VCC 170AH/5H | INS 77.02.51-01 SE/LT 01 | ENERSYS | Homologado
| Baterias | Banco de Baterias | 700013 | 36315 | 15040034 | BANCO BATERIA ESTAC ALC 125VCC 300AH/5H | INS 77.02.51-01 SE/LT 01 | ENERSYS | Homologado
| Baterias | Banco de Baterias | 700009 | 35803 | 15040035 | BANCO BATERIA ESTAC ALC 125VCC 75AH/5H | INS 77.02.51-01 SE/LT 01 | ENERSYS | Homologado
| Baterias | Banco de Baterias | 700010 | - | - | BANCO BATERIA ESTAC ALC 125VCC 65AH/5H | INS 77.02.51-01 SE/LT 01 | ENERSYS | Homologado
| Chaves AT/MT | Chave AT | 502121 | 35945 | 12022113 | CH SEC 3P 72KV 1250A 31KA DAMH MAN | INS 74.00.02_4-Disconnectors and earthing switches for outdoor installations | HUBBELL | Homologado
| Chaves AT/MT | Chave AT | 502122 | 35946 | 12022115 | CH SEC 3P 72KV 1250A 31KA DAMHL MAN | INS 74.00.02_4-Disconnectors and earthing switches for outdoor installations | HUBBELL | Homologado
| Chaves AT/MT | Chave AT | 502123 | 35947 | 12022114 | CH SEC 3P 72KV 1250A 31KA DAMH MOT | INS 74.00.02_4-Disconnectors and earthing switches for outdoor installations | HUBBELL | Homologado
| Chaves AT/MT | Chave AT | 502124 | 35948 | 12022116 | CH SEC 3P 72KV 1250A 31KA DAMHL MOT | INS 74.00.02_4-Disconnectors and earthing switches for outdoor installations | HUBBELL | Homologado
| Chaves AT/MT | Chave AT | 502125 | 35949 | 12022109 | CH SEC 3P 72KV 1250A 31KA AVMH MAN | INS 74.00.02_4-Disconnectors and earthing switches for outdoor installations | HUBBELL | Homologado
| Chaves AT/MT | Chave AT | 502126 | 35950 | 12022111 | CH SEC 3P 72KV 1250A 31KA AVMHL MAN | INS 74.00.02_4-Disconnectors and earthing switches for outdoor installations | HUBBELL | Homologado
| Chaves AT/MT | Chave AT | 502127 | 35951 | 12022110 | CH SEC 3P 72KV 1250A 31KA AVMH MOT | INS 74.00.02_4-Disconnectors and earthing switches for outdoor installations | HUBBELL | Homologado
| Chaves AT/MT | Chave AT | 502128 | 35952 | 12022112 | CH SEC 3P 72KV 1250A 31KA AVMHL MOT | INS 74.00.02_4-Disconnectors and earthing switches for outdoor installations | HUBBELL | Homologado
| Chaves AT/MT | Chave AT | 502129 | 35953 | 12022105 | CH SEC 3P 72KV 1250A 31KA ALMV MAN | INS 74.00.02_4-Disconnectors and earthing switches for outdoor installations | HUBBELL | Homologado
| Chaves AT/MT | Chave AT | 502116 | 35954 | 12022107 | CH SEC 3P 72KV 1250A 31KA ALMVL MAN | INS 74.00.02_4-Disconnectors and earthing switches for outdoor installations | HUBBELL | Homologado
| Chaves AT/MT | Chave AT | 502117 | 35955 | 12022106 | CH SEC 3P 72KV 1250A 31KA ALMV MOT | INS 74.00.02_4-Disconnectors and earthing switches for outdoor installations | HUBBELL | Homologado
| Chaves AT/MT | Chave AT | 502118 | 35956 | 12022108 | CH SEC 3P 72KV 1250A 31KA ALMVL MOT | INS 74.00.02_4-Disconnectors and earthing switches for outdoor installations | HUBBELL | Homologado
| Chaves AT/MT | Chave AT | 502120 | 35957 | 12022118 | CH SEC 3P 72KV 1250A 31KA VRMHL MOT | INS 74.00.02_4-Disconnectors and earthing switches for outdoor installations | HUBBELL | Homologado
| Chaves AT/MT | Chave AT | 502119 | 35959 | 12022117 | CH SEC 3P 72KV 1250A 31KA VRMH MOT | INS 74.00.02_4-Disconnectors and earthing switches for outdoor installations | HUBBELL | Homologado
| Chaves AT/MT | Chave AT | 503028 | 35961 | 12022094 | CH SEC 3P 145KV 800A 20KA DAMH MAN | INS 74.00.02_4-Disconnectors and earthing switches for outdoor installations | HUBBELL | Homologado
| Chaves AT/MT | Chave AT | 503027 | 35963 | 12022095 | CH SEC 3P 145KV 800A 20KA DAMHL MAN | INS 74.00.02_4-Disconnectors and earthing switches for outdoor installations | HUBBELL | Homologado
| Chaves AT/MT | Chave AT | 503029 | 35964 | 12022083 | CH SEC 3P 145KV 1250A 31KA DAMH MOT | INS 74.00.02_4-Disconnectors and earthing switches for outdoor installations | HUBBELL | Homologado
| Chaves AT/MT | Chave AT | 503030 | 35965 | 12022084 | CH SEC 3P 145KV 1250A 31KA DAMHL MOT | INS 74.00.02_4-Disconnectors and earthing switches for outdoor installations | HUBBELL | Homologado
| Chaves AT/MT | Chave AT | 503018 | 35966 | 12022096 | CH SEC 3P 145KV 800A 20KA DAMV MAN | INS 74.00.02_4-Disconnectors and earthing switches for outdoor installations | HUBBELL | Homologado
| Chaves AT/MT | Chave AT | 503017 | 35967 | 12022097 | CH SEC 3P 145KV 800A 20KA DAMVL MAN | INS 74.00.02_4-Disconnectors and earthing switches for outdoor installations | HUBBELL | Homologado
| Chaves AT/MT | Chave AT | 503031 | 35968 | 12022085 | CH SEC 3P 145KV 1250A 31KA DAMV MOT | INS 74.00.02_4-Disconnectors and earthing switches for outdoor installations | HUBBELL | Homologado
| Chaves AT/MT | Chave AT | 503032 | 35969 | 12022086 | CH SEC 3P 145KV 1250A 31KA DAMVL MOT | INS 74.00.02_4-Disconnectors and earthing switches for outdoor installations | HUBBELL | Homologado
| Chaves AT/MT | Chave AT | 503033 | 35970 | 12022087 | CH SEC 3P 145KV 2000A 40KA DAMH MOT | INS 74.00.02_4-Disconnectors and earthing switches for outdoor installations | HUBBELL | Homologado
| Chaves AT/MT | Chave AT | 503034 | 35971 | 12022088 | CH SEC 3P 145KV 2000A 40KA DAMHL MOT | INS 74.00.02_4-Disconnectors and earthing switches for outdoor installations | HUBBELL | Homologado
| Chaves AT/MT | Chave AT | 503035 | 35972 | 12022091 | CH SEC 3P 145KV 2000A 40KA VRMH MOT | INS 74.00.02_4-Disconnectors and earthing switches for outdoor installations | HUBBELL | Homologado
| Chaves AT/MT | Chave AT | 503036 | 35973 | 12022092 | CH SEC 3P 145KV 2000A 40KA VRMHL MOT | INS 74.00.02_4-Disconnectors and earthing switches for outdoor installations | HUBBELL | Homologado
| Chaves AT/MT | Chave AT | 503037 | 35974 | 12022093 | CH SEC 3P 145KV 2000A 50KA VRMH MOT | INS 74.00.02_4-Disconnectors and earthing switches for outdoor installations | HUBBELL | Homologado
| Chaves AT/MT | Chave AT | 503039 | 35975 | 12022090 | CH SEC 3P 145KV 2000A 40KA SPMHL MOT | INS 74.00.02_4-Disconnectors and earthing switches for outdoor installations | HUBBELL | Homologado
| Chaves AT/MT | Chave MT | 500076 | 35919 | 12014010 | SECCIONADOR 1P 15KV 630A 25KA FC | INS 74.00.02_4-Disconnectors and earthing switches for outdoor installations | HUBBELL | Homologado
| Chaves AT/MT | Chave MT | 500073 | 35920 | 12014006 | SECCIONADOR 1P 15KV 1250A 25KA FC | INS 74.00.02_4-Disconnectors and earthing switches for outdoor installations | HUBBELL | Homologado
| Chaves AT/MT | Chave MT | 500016 | 35931 | 12014008 | SECCIONADOR 1P 15KV 2000A 25KA FC | INS 74.00.02_4-Disconnectors and earthing switches for outdoor installations | HUBBELL | Homologado
| Chaves AT/MT | Chave MT | 540008 | 35933 | 12014011 | SECCIONADOR 1P 15KV 630A 25KA TD | INS 74.00.02_4-Disconnectors and earthing switches for outdoor installations | HUBBELL | Homologado
| Chaves AT/MT | Chave MT | 540019 | 35934 | 12014007 | SECCIONADOR 1P 15KV 1250A 25KA TD | INS 74.00.02_4-Disconnectors and earthing switches for outdoor installations | HUBBELL | Homologado
| Chaves AT/MT | Chave MT | 540017 | 35935 | 12014009 | SECCIONADOR 1P 15KV 2000A 25KA TD | INS 74.00.02_4-Disconnectors and earthing switches for outdoor installations | HUBBELL | Homologado
| Chaves AT/MT | Chave MT | 501003 | 35936 | 12014012 | SECCIONADOR 1P 38KV 630A 12,5KA FC | INS 74.00.02_4-Disconnectors and earthing switches for outdoor installations | HUBBELL | Homologado
| Chaves AT/MT | Chave MT | 541002 | 35937 | 12014013 | SECCIONADOR 1P 38KV 630A 12,5KA TD | INS 74.00.02_4-Disconnectors and earthing switches for outdoor installations | HUBBELL | Homologado
| Chaves AT/MT | Chave MT | 500030 | 35938 | 12022101 | CH SEC 3P 15KV 630A 25KA AVMV MAN | INS 74.00.02_4-Disconnectors and earthing switches for outdoor installations | HUBBELL | Homologado
| Chaves AT/MT | Chave MT | 500037 | 35939 | 12022100 | CH SEC 3P 15KV 630A 25KA AVMH MAN | INS 74.00.02_4-Disconnectors and earthing switches for outdoor installations | HUBBELL | Homologado
| Chaves AT/MT | Chave MT | 500031 | 35940 | 12022099 | CH SEC 3P 15KV 2000A 25KA AVMV MAN | INS 74.00.02_4-Disconnectors and earthing switches for outdoor installations | HUBBELL | Homologado
| Chaves AT/MT | Chave MT | 500061 | 35941 | 12022098 | CH SEC 3P 15KV 2000A 25KA AVMH MAN | INS 74.00.02_4-Disconnectors and earthing switches for outdoor installations | HUBBELL | Homologado
| Chaves AT/MT | Chave MT | 501021 | 35942 | 12022103 | CH SEC 3P 38kV 630A 12,5KA AVMH MAN | INS 74.00.02_4-Disconnectors and earthing switches for outdoor installations | HUBBELL | Homologado
| Chaves AT/MT | Chave MT | 501023 | 35943 | 12022104 | CH SEC 3P 38KV 630A 12,5KA AVMH MOT | INS 74.00.02_4-Disconnectors and earthing switches for outdoor installations | HUBBELL | Homologado
| Chaves AT/MT | Chave MT | 501035 | 35944 | 12022102 | CH SEC 3P 38KV 1250A 25KA AVMH MOT | INS 74.00.02_4-Disconnectors and earthing switches for outdoor installations | HUBBELL | Homologado
| Chaves AT/MT | Chave MT | - | 37542 | - | CH SEC 3P 38KV 1250A 25KA AVMV MOT | INS 74.00.02_4-Disconnectors and earthing switches for outdoor installations | HUBBELL | Homologado
| Chaves AT/MT | Chave MT | - | - | 12022132 | CH SEC 3P 38KV 2000A 31,5KA AVMH MOT | INS 74.00.02_4-Disconnectors and earthing switches for outdoor installations | HUBBELL | Homologado
| Chaves AT/MT | Chave Fusivel | 530025 | 58203 | 12016014 | CHAVE FUSÍVEL SE 15,0KV 200A 16,0KA | INS 74.00.02_4-Disconnectors and earthing switches for outdoor installations | HUBBELL | Homologado
| Chaves AT/MT | Chave Fusivel | 530008 | 100673 | - | CHAVE FUSÍVEL DIST 15,0KV 100A 16,0KA | DIS-ETE-081 | HUBBELL | Homologado
| Chaves AT/MT | Chave Fusivel | 530008 | 100673 | - | CHAVE FUSÍVEL DIST 15,0KV 100A 16,0KA | DIS-ETE-081 | BALESTRO | Homologado
| Chaves AT/MT | Chave MT | 500076 | 35919 | 12014010 | SECCIONADOR 1P 15KV 630A 25KA FC | INS 74.00.02_4-Disconnectors and earthing switches for outdoor installations | MAURIZIO | Homologado
| Chaves AT/MT | Chave MT | 500073 | 35920 | 12014006 | SECCIONADOR 1P 15KV 1250A 25KA FC | INS 74.00.02_4-Disconnectors and earthing switches for outdoor installations | MAURIZIO | Homologado
| Chaves AT/MT | Chave MT | 500016 | 35931 | 12014008 | SECCIONADOR 1P 15KV 2000A 25KA FC | INS 74.00.02_4-Disconnectors and earthing switches for outdoor installations | MAURIZIO | Homologado
| Chaves AT/MT | Chave MT | 540008 | 35933 | 12014011 | SECCIONADOR 1P 15KV 630A 25KA TD | INS 74.00.02_4-Disconnectors and earthing switches for outdoor installations | MAURIZIO | Homologado
| Chaves AT/MT | Chave MT | 540019 | 35934 | 12014007 | SECCIONADOR 1P 15KV 1250A 25KA TD | INS 74.00.02_4-Disconnectors and earthing switches for outdoor installations | MAURIZIO | Homologado
| Chaves AT/MT | Chave MT | 540017 | 35935 | 12014009 | SECCIONADOR 1P 15KV 2000A 25KA TD | INS 74.00.02_4-Disconnectors and earthing switches for outdoor installations | MAURIZIO | Homologado
| Chaves AT/MT | Chave MT | 501003 | 35936 | 12014012 | SECCIONADOR 1P 38KV 630A 12,5KA FC | INS 74.00.02_4-Disconnectors and earthing switches for outdoor installations | MAURIZIO | Homologado
| Chaves AT/MT | Chave MT | 541002 | 35937 | 12014013 | SECCIONADOR 1P 38KV 630A 12,5KA TD | INS 74.00.02_4-Disconnectors and earthing switches for outdoor installations | MAURIZIO | Homologado
| Chaves AT/MT | Chave Fusivel | 530008 | 100673 | - | CHAVE FUSÍVEL DIST 15,0KV 100A 16,0KA | DIS-ETE-081 | MAURIZIO | Homologado
| Chaves AT/MT | Chave AT | 502121 | 35945 | 12022113 | CH SEC 3P 72KV 1250A 31KA DAMH MAN | INS 74.00.02_4-Disconnectors and earthing switches for outdoor installations | SIGMA | Homologado
| Chaves AT/MT | Chave AT | 502122 | 35946 | 12022115 | CH SEC 3P 72KV 1250A 31KA DAMHL MAN | INS 74.00.02_4-Disconnectors and earthing switches for outdoor installations | SIGMA | Homologado
| Chaves AT/MT | Chave AT | 502123 | 35947 | 12022114 | CH SEC 3P 72KV 1250A 31KA DAMH MOT | INS 74.00.02_4-Disconnectors and earthing switches for outdoor installations | SIGMA | Homologado
| Chaves AT/MT | Chave AT | 502124 | 35948 | 12022116 | CH SEC 3P 72KV 1250A 31KA DAMHL MOT | INS 74.00.02_4-Disconnectors and earthing switches for outdoor installations | SIGMA | Homologado
| Chaves AT/MT | Chave AT | 502125 | 35949 | 12022109 | CH SEC 3P 72KV 1250A 31KA AVMH MAN | INS 74.00.02_4-Disconnectors and earthing switches for outdoor installations | SIGMA | Homologado
| Chaves AT/MT | Chave AT | 502126 | 35950 | 12022111 | CH SEC 3P 72KV 1250A 31KA AVMHL MAN | INS 74.00.02_4-Disconnectors and earthing switches for outdoor installations | SIGMA | Homologado
| Chaves AT/MT | Chave AT | 502127 | 35951 | 12022110 | CH SEC 3P 72KV 1250A 31KA AVMH MOT | INS 74.00.02_4-Disconnectors and earthing switches for outdoor installations | SIGMA | Homologado
| Chaves AT/MT | Chave AT | 502128 | 35952 | 12022112 | CH SEC 3P 72KV 1250A 31KA AVMHL MOT | INS 74.00.02_4-Disconnectors and earthing switches for outdoor installations | SIGMA | Homologado
| Chaves AT/MT | Chave AT | 502129 | 35953 | 12022105 | CH SEC 3P 72KV 1250A 31KA ALMV MAN | INS 74.00.02_4-Disconnectors and earthing switches for outdoor installations | SIGMA | Homologado
| Chaves AT/MT | Chave AT | 502116 | 35954 | 12022107 | CH SEC 3P 72KV 1250A 31KA ALMVL MAN | INS 74.00.02_4-Disconnectors and earthing switches for outdoor installations | SIGMA | Homologado
| Chaves AT/MT | Chave AT | 502117 | 35955 | 12022106 | CH SEC 3P 72KV 1250A 31KA ALMV MOT | INS 74.00.02_4-Disconnectors and earthing switches for outdoor installations | SIGMA | Homologado
| Chaves AT/MT | Chave AT | 502118 | 35956 | 12022108 | CH SEC 3P 72KV 1250A 31KA ALMVL MOT | INS 74.00.02_4-Disconnectors and earthing switches for outdoor installations | SIGMA | Homologado
| Chaves AT/MT | Chave AT | 502120 | 35957 | 12022118 | CH SEC 3P 72KV 1250A 31KA VRMHL MOT | INS 74.00.02_4-Disconnectors and earthing switches for outdoor installations | SIGMA | Homologado
| Chaves AT/MT | Chave AT | 502119 | 35959 | 12022117 | CH SEC 3P 72KV 1250A 31KA VRMH MOT | INS 74.00.02_4-Disconnectors and earthing switches for outdoor installations | SIGMA | Homologado
| Chaves AT/MT | Chave AT | 503028 | 35961 | 12022094 | CH SEC 3P 145KV 800A 20KA DAMH MAN | INS 74.00.02_4-Disconnectors and earthing switches for outdoor installations | SIGMA | Homologado
| Chaves AT/MT | Chave AT | 503027 | 35963 | 12022095 | CH SEC 3P 145KV 800A 20KA DAMHL MAN | INS 74.00.02_4-Disconnectors and earthing switches for outdoor installations | SIGMA | Homologado
| Chaves AT/MT | Chave AT | 503029 | 35964 | 12022083 | CH SEC 3P 145KV 1250A 31KA DAMH MOT | INS 74.00.02_4-Disconnectors and earthing switches for outdoor installations | SIGMA | Homologado
| Chaves AT/MT | Chave AT | 503030 | 35965 | 12022084 | CH SEC 3P 145KV 1250A 31KA DAMHL MOT | INS 74.00.02_4-Disconnectors and earthing switches for outdoor installations | SIGMA | Homologado
| Chaves AT/MT | Chave AT | 503018 | 35966 | 12022096 | CH SEC 3P 145KV 800A 20KA DAMV MAN | INS 74.00.02_4-Disconnectors and earthing switches for outdoor installations | SIGMA | Homologado
| Chaves AT/MT | Chave AT | 503017 | 35967 | 12022097 | CH SEC 3P 145KV 800A 20KA DAMVL MAN | INS 74.00.02_4-Disconnectors and earthing switches for outdoor installations | SIGMA | Homologado
| Chaves AT/MT | Chave AT | 503031 | 35968 | 12022085 | CH SEC 3P 145KV 1250A 31KA DAMV MOT | INS 74.00.02_4-Disconnectors and earthing switches for outdoor installations | SIGMA | Homologado
| Chaves AT/MT | Chave AT | 503032 | 35969 | 12022086 | CH SEC 3P 145KV 1250A 31KA DAMVL MOT | INS 74.00.02_4-Disconnectors and earthing switches for outdoor installations | SIGMA | Homologado
| Chaves AT/MT | Chave AT | 503033 | 35970 | 12022087 | CH SEC 3P 145KV 2000A 40KA DAMH MOT | INS 74.00.02_4-Disconnectors and earthing switches for outdoor installations | SIGMA | Homologado
| Chaves AT/MT | Chave AT | 503034 | 35971 | 12022088 | CH SEC 3P 145KV 2000A 40KA DAMHL MOT | INS 74.00.02_4-Disconnectors and earthing switches for outdoor installations | SIGMA | Homologado
| Chaves AT/MT | Chave AT | 503039 | 35975 | 12022090 | CH SEC 3P 145KV 2000A 40KA SPMHL MOT | INS 74.00.02_4-Disconnectors and earthing switches for outdoor installations | SIGMA | Homologado
| Chaves AT/MT | Chave AT | 503038 | 35976 | 12022089 | CH SEC 3P 145KV 2000A 40KA SPMH MOT | INS 74.00.02_4-Disconnectors and earthing switches for outdoor installations | SIGMA | Homologado
| Chaves AT/MT | Chave MT | 500076 | 35919 | 12014010 | SECCIONADOR 1P 15KV 630A 25KA FC | INS 74.00.02_4-Disconnectors and earthing switches for outdoor installations | STIELETRONICA | Homologado
| Chaves AT/MT | Chave MT | 500073 | 35920 | 12014006 | SECCIONADOR 1P 15KV 1250A 25KA FC | INS 74.00.02_4-Disconnectors and earthing switches for outdoor installations | STIELETRONICA | Homologado
| Chaves AT/MT | Chave MT | 500016 | 35931 | 12014008 | SECCIONADOR 1P 15KV 2000A 25KA FC | INS 74.00.02_4-Disconnectors and earthing switches for outdoor installations | STIELETRONICA | Homologado
| Chaves AT/MT | Chave MT | 540008 | 35933 | 12014011 | SECCIONADOR 1P 15KV 630A 25KA TD | INS 74.00.02_4-Disconnectors and earthing switches for outdoor installations | STIELETRONICA | Homologado
| Chaves AT/MT | Chave MT | 540019 | 35934 | 12014007 | SECCIONADOR 1P 15KV 1250A 25KA TD | INS 74.00.02_4-Disconnectors and earthing switches for outdoor installations | STIELETRONICA | Homologado
| Chaves AT/MT | Chave MT | 540017 | 35935 | 12014009 | SECCIONADOR 1P 15KV 2000A 25KA TD | INS 74.00.02_4-Disconnectors and earthing switches for outdoor installations | STIELETRONICA | Homologado
| Chaves AT/MT | Chave MT | 501003 | 35936 | 12014012 | SECCIONADOR 1P 38KV 630A 12,5KA FC | INS 74.00.02_4-Disconnectors and earthing switches for outdoor installations | STIELETRONICA | Homologado
| Chaves AT/MT | Chave MT | 541002 | 35937 | 12014013 | SECCIONADOR 1P 38KV 630A 12,5KA TD | INS 74.00.02_4-Disconnectors and earthing switches for outdoor installations | STIELETRONICA | Homologado
| Chaves AT/MT | Chave Fusivel | 530025 | 58203 | 12016014 | CHAVE FUSÍVEL SE 15,0KV 200A 16,0KA | INS 74.00.02_4-Disconnectors and earthing switches for outdoor installations | STIELETRONICA | Homologado
| Chaves AT/MT | Chave AT | 502121 | 35945 | 12022113 | CH SEC 3P 72KV 1250A 31KA DAMH MAN | INS 74.00.02_4-Disconnectors and earthing switches for outdoor installations | WEG | Homologado
| Chaves AT/MT | Chave AT | 502122 | 35946 | 12022115 | CH SEC 3P 72KV 1250A 31KA DAMHL MAN | INS 74.00.02_4-Disconnectors and earthing switches for outdoor installations | WEG | Homologado
| Chaves AT/MT | Chave AT | 502123 | 35947 | 12022114 | CH SEC 3P 72KV 1250A 31KA DAMH MOT | INS 74.00.02_4-Disconnectors and earthing switches for outdoor installations | WEG | Homologado
| Chaves AT/MT | Chave AT | 502124 | 35948 | 12022116 | CH SEC 3P 72KV 1250A 31KA DAMHL MOT | INS 74.00.02_4-Disconnectors and earthing switches for outdoor installations | WEG | Homologado
| Chaves AT/MT | Chave AT | 502125 | 35949 | 12022109 | CH SEC 3P 72KV 1250A 31KA AVMH MAN | INS 74.00.02_4-Disconnectors and earthing switches for outdoor installations | WEG | Homologado
| Chaves AT/MT | Chave AT | 502126 | 35950 | 12022111 | CH SEC 3P 72KV 1250A 31KA AVMHL MAN | INS 74.00.02_4-Disconnectors and earthing switches for outdoor installations | WEG | Homologado
| Chaves AT/MT | Chave AT | 502127 | 35951 | 12022110 | CH SEC 3P 72KV 1250A 31KA AVMH MOT | INS 74.00.02_4-Disconnectors and earthing switches for outdoor installations | WEG | Homologado
| Chaves AT/MT | Chave AT | 502128 | 35952 | 12022112 | CH SEC 3P 72KV 1250A 31KA AVMHL MOT | INS 74.00.02_4-Disconnectors and earthing switches for outdoor installations | WEG | Homologado
| Chaves AT/MT | Chave AT | 502129 | 35953 | 12022105 | CH SEC 3P 72KV 1250A 31KA ALMV MAN | INS 74.00.02_4-Disconnectors and earthing switches for outdoor installations | WEG | Homologado
| Chaves AT/MT | Chave AT | 502116 | 35954 | 12022107 | CH SEC 3P 72KV 1250A 31KA ALMVL MAN | INS 74.00.02_4-Disconnectors and earthing switches for outdoor installations | WEG | Homologado
| Chaves AT/MT | Chave AT | 502117 | 35955 | 12022106 | CH SEC 3P 72KV 1250A 31KA ALMV MOT | INS 74.00.02_4-Disconnectors and earthing switches for outdoor installations | WEG | Homologado
| Chaves AT/MT | Chave AT | 502118 | 35956 | 12022108 | CH SEC 3P 72KV 1250A 31KA ALMVL MOT | INS 74.00.02_4-Disconnectors and earthing switches for outdoor installations | WEG | Homologado
| Chaves AT/MT | Chave AT | 502120 | 35957 | 12022118 | CH SEC 3P 72KV 1250A 31KA VRMHL MOT | INS 74.00.02_4-Disconnectors and earthing switches for outdoor installations | WEG | Homologado
| Chaves AT/MT | Chave AT | 502119 | 35959 | 12022117 | CH SEC 3P 72KV 1250A 31KA VRMH MOT | INS 74.00.02_4-Disconnectors and earthing switches for outdoor installations | WEG | Homologado
| Chaves AT/MT | Chave AT | 503028 | 35961 | 12022094 | CH SEC 3P 145KV 800A 20KA DAMH MAN | INS 74.00.02_4-Disconnectors and earthing switches for outdoor installations | WEG | Homologado
| Chaves AT/MT | Chave AT | 503027 | 35963 | 12022095 | CH SEC 3P 145KV 800A 20KA DAMHL MAN | INS 74.00.02_4-Disconnectors and earthing switches for outdoor installations | WEG | Homologado
| Chaves AT/MT | Chave AT | 503029 | 35964 | 12022083 | CH SEC 3P 145KV 1250A 31KA DAMH MOT | INS 74.00.02_4-Disconnectors and earthing switches for outdoor installations | WEG | Homologado
| Chaves AT/MT | Chave AT | 503030 | 35965 | 12022084 | CH SEC 3P 145KV 1250A 31KA DAMHL MOT | INS 74.00.02_4-Disconnectors and earthing switches for outdoor installations | WEG | Homologado
| Chaves AT/MT | Chave AT | 503018 | 35966 | 12022096 | CH SEC 3P 145KV 800A 20KA DAMV MAN | INS 74.00.02_4-Disconnectors and earthing switches for outdoor installations | WEG | Homologado
| Chaves AT/MT | Chave AT | 503017 | 35967 | 12022097 | CH SEC 3P 145KV 800A 20KA DAMVL MAN | INS 74.00.02_4-Disconnectors and earthing switches for outdoor installations | WEG | Homologado
| Chaves AT/MT | Chave AT | 503031 | 35968 | 12022085 | CH SEC 3P 145KV 1250A 31KA DAMV MOT | INS 74.00.02_4-Disconnectors and earthing switches for outdoor installations | WEG | Homologado
| Chaves AT/MT | Chave AT | 503032 | 35969 | 12022086 | CH SEC 3P 145KV 1250A 31KA DAMVL MOT | INS 74.00.02_4-Disconnectors and earthing switches for outdoor installations | WEG | Homologado
| Chaves AT/MT | Chave AT | 503033 | 35970 | 12022087 | CH SEC 3P 145KV 2000A 40KA DAMH MOT | INS 74.00.02_4-Disconnectors and earthing switches for outdoor installations | WEG | Homologado
| Chaves AT/MT | Chave AT | 503034 | 35971 | 12022088 | CH SEC 3P 145KV 2000A 40KA DAMHL MOT | INS 74.00.02_4-Disconnectors and earthing switches for outdoor installations | WEG | Homologado
| Chaves AT/MT | Chave AT | 503035 | 35972 | 12022091 | CH SEC 3P 145KV 2000A 40KA VRMH MOT | INS 74.00.02_4-Disconnectors and earthing switches for outdoor installations | WEG | Homologado
| Chaves AT/MT | Chave AT | 503036 | 35973 | 12022092 | CH SEC 3P 145KV 2000A 40KA VRMHL MOT | INS 74.00.02_4-Disconnectors and earthing switches for outdoor installations | WEG | Homologado
| Chaves AT/MT | Chave AT | 503037 | 35974 | 12022093 | CH SEC 3P 145KV 2000A 50KA VRMH MOT | INS 74.00.02_4-Disconnectors and earthing switches for outdoor installations | WEG | Homologado
| Chaves AT/MT | Chave AT | 503039 | 35975 | 12022090 | CH SEC 3P 145KV 2000A 40KA SPMHL MOT | INS 74.00.02_4-Disconnectors and earthing switches for outdoor installations | WEG | Homologado
| Chaves AT/MT | Chave AT | 503038 | 35976 | 12022089 | CH SEC 3P 145KV 2000A 40KA SPMH MOT | INS 74.00.02_4-Disconnectors and earthing switches for outdoor installations | WEG | Homologado
| Chaves AT/MT | Chave MT | 500076 | 35919 | 12014010 | SECCIONADOR 1P 15KV 630A 25KA FC | INS 74.00.02_4-Disconnectors and earthing switches for outdoor installations | WEG | Homologado
| Chaves AT/MT | Chave MT | 500073 | 35920 | 12014006 | SECCIONADOR 1P 15KV 1250A 25KA FC | INS 74.00.02_4-Disconnectors and earthing switches for outdoor installations | WEG | Homologado
| Chaves AT/MT | Chave MT | 500016 | 35931 | 12014008 | SECCIONADOR 1P 15KV 2000A 25KA FC | INS 74.00.02_4-Disconnectors and earthing switches for outdoor installations | WEG | Homologado
| Chaves AT/MT | Chave MT | 540008 | 35933 | 12014011 | SECCIONADOR 1P 15KV 630A 25KA TD | INS 74.00.02_4-Disconnectors and earthing switches for outdoor installations | WEG | Homologado
| Chaves AT/MT | Chave MT | 540019 | 35934 | 12014007 | SECCIONADOR 1P 15KV 1250A 25KA TD | INS 74.00.02_4-Disconnectors and earthing switches for outdoor installations | WEG | Homologado
| Chaves AT/MT | Chave MT | 540017 | 35935 | 12014009 | SECCIONADOR 1P 15KV 2000A 25KA TD | INS 74.00.02_4-Disconnectors and earthing switches for outdoor installations | WEG | Homologado
| Chaves AT/MT | Chave MT | 501003 | 35936 | 12014012 | SECCIONADOR 1P 38KV 630A 12,5KA FC | INS 74.00.02_4-Disconnectors and earthing switches for outdoor installations | WEG | Homologado
| Chaves AT/MT | Chave MT | 541002 | 35937 | 12014013 | SECCIONADOR 1P 38KV 630A 12,5KA TD | INS 74.00.02_4-Disconnectors and earthing switches for outdoor installations | WEG | Homologado
| Chaves AT/MT | Chave MT | 500030 | 35938 | 12022101 | CH SEC 3P 15KV 630A 25KA AVMV MAN | INS 74.00.02_4-Disconnectors and earthing switches for outdoor installations | WEG | Homologado
| Chaves AT/MT | Chave MT | 500037 | 35939 | 12022100 | CH SEC 3P 15KV 630A 25KA AVMH MAN | INS 74.00.02_4-Disconnectors and earthing switches for outdoor installations | WEG | Homologado
| Chaves AT/MT | Chave MT | 500031 | 35940 | 12022099 | CH SEC 3P 15KV 2000A 25KA AVMV MAN | INS 74.00.02_4-Disconnectors and earthing switches for outdoor installations | WEG | Homologado
| Chaves AT/MT | Chave MT | 500061 | 35941 | 12022098 | CH SEC 3P 15KV 2000A 25KA AVMH MAN | INS 74.00.02_4-Disconnectors and earthing switches for outdoor installations | WEG | Homologado
| Chaves AT/MT | Chave Fusivel | 531007 | - | - | CHAVE FUSIVEL SE 36,2KV 200A 10,0KA | DIS-ETE-057 | S&C | Homologado
| Chaves AT/MT | Chave Fusivel | 532003 | - | - | CHAVE FUSÍVEL SE 72,5 kV 200 A 8,7 kA | DIS-ETE-057 | S&C | Homologado
| Chaves AT/MT | Chave AT | 502121 | 35945 | 12022113 | CH SEC 3P 72KV 1250A 31KA DAMH MAN | INS 74.00.02_4-Disconnectors and earthing switches for outdoor installations | GRID SOLUTIONS | Homologado
| Chaves AT/MT | Chave AT | 502122 | 35946 | 12022115 | CH SEC 3P 72KV 1250A 31KA DAMHL MAN | INS 74.00.02_4-Disconnectors and earthing switches for outdoor installations | GRID SOLUTIONS | Homologado
| Chaves AT/MT | Chave AT | 502123 | 35947 | 12022114 | CH SEC 3P 72KV 1250A 31KA DAMH MOT | INS 74.00.02_4-Disconnectors and earthing switches for outdoor installations | GRID SOLUTIONS | Homologado
| Chaves AT/MT | Chave AT | 502124 | 35948 | 12022116 | CH SEC 3P 72KV 1250A 31KA DAMHL MOT | INS 74.00.02_4-Disconnectors and earthing switches for outdoor installations | GRID SOLUTIONS | Homologado
| Chaves AT/MT | Chave AT | 502125 | 35949 | 12022109 | CH SEC 3P 72KV 1250A 31KA AVMH MAN | INS 74.00.02_4-Disconnectors and earthing switches for outdoor installations | GRID SOLUTIONS | Homologado
| Chaves AT/MT | Chave AT | 502126 | 35950 | 12022111 | CH SEC 3P 72KV 1250A 31KA AVMHL MAN | INS 74.00.02_4-Disconnectors and earthing switches for outdoor installations | GRID SOLUTIONS | Homologado
| Chaves AT/MT | Chave AT | 502127 | 35951 | 12022110 | CH SEC 3P 72KV 1250A 31KA AVMH MOT | INS 74.00.02_4-Disconnectors and earthing switches for outdoor installations | GRID SOLUTIONS | Homologado
| Chaves AT/MT | Chave AT | 502128 | 35952 | 12022112 | CH SEC 3P 72KV 1250A 31KA AVMHL MOT | INS 74.00.02_4-Disconnectors and earthing switches for outdoor installations | GRID SOLUTIONS | Homologado
| Chaves AT/MT | Chave AT | 502129 | 35953 | 12022105 | CH SEC 3P 72KV 1250A 31KA ALMV MAN | INS 74.00.02_4-Disconnectors and earthing switches for outdoor installations | GRID SOLUTIONS | Homologado
| Chaves AT/MT | Chave AT | 502116 | 35954 | 12022107 | CH SEC 3P 72KV 1250A 31KA ALMVL MAN | INS 74.00.02_4-Disconnectors and earthing switches for outdoor installations | GRID SOLUTIONS | Homologado
| Chaves AT/MT | Chave AT | 502117 | 35955 | 12022106 | CH SEC 3P 72KV 1250A 31KA ALMV MOT | INS 74.00.02_4-Disconnectors and earthing switches for outdoor installations | GRID SOLUTIONS | Homologado
| Chaves AT/MT | Chave AT | 502118 | 35956 | 12022108 | CH SEC 3P 72KV 1250A 31KA ALMVL MOT | INS 74.00.02_4-Disconnectors and earthing switches for outdoor installations | GRID SOLUTIONS | Homologado
| Chaves AT/MT | Chave AT | 502120 | 35957 | 12022118 | CH SEC 3P 72KV 1250A 31KA VRMHL MOT | INS 74.00.02_4-Disconnectors and earthing switches for outdoor installations | GRID SOLUTIONS | Homologado
| Chaves AT/MT | Chave AT | 502119 | 35959 | 12022117 | CH SEC 3P 72KV 1250A 31KA VRMH MOT | INS 74.00.02_4-Disconnectors and earthing switches for outdoor installations | GRID SOLUTIONS | Homologado
| Chaves AT/MT | Chave AT | 503028 | 35961 | 12022094 | CH SEC 3P 145KV 800A 20KA DAMH MAN | INS 74.00.02_4-Disconnectors and earthing switches for outdoor installations | GRID SOLUTIONS | Homologado
| Chaves AT/MT | Chave AT | 503027 | 35963 | 12022095 | CH SEC 3P 145KV 800A 20KA DAMHL MAN | INS 74.00.02_4-Disconnectors and earthing switches for outdoor installations | GRID SOLUTIONS | Homologado
| Chaves AT/MT | Chave AT | 503029 | 35964 | 12022083 | CH SEC 3P 145KV 1250A 31KA DAMH MOT | INS 74.00.02_4-Disconnectors and earthing switches for outdoor installations | GRID SOLUTIONS | Homologado
| Chaves AT/MT | Chave AT | 503030 | 35965 | 12022084 | CH SEC 3P 145KV 1250A 31KA DAMHL MOT | INS 74.00.02_4-Disconnectors and earthing switches for outdoor installations | GRID SOLUTIONS | Homologado
| Chaves AT/MT | Chave AT | 503018 | 35966 | 12022096 | CH SEC 3P 145KV 800A 20KA DAMV MAN | INS 74.00.02_4-Disconnectors and earthing switches for outdoor installations | GRID SOLUTIONS | Homologado
| Chaves AT/MT | Chave AT | 503017 | 35967 | 12022097 | CH SEC 3P 145KV 800A 20KA DAMVL MAN | INS 74.00.02_4-Disconnectors and earthing switches for outdoor installations | GRID SOLUTIONS | Homologado
| Chaves AT/MT | Chave AT | 503031 | 35968 | 12022085 | CH SEC 3P 145KV 1250A 31KA DAMV MOT | INS 74.00.02_4-Disconnectors and earthing switches for outdoor installations | GRID SOLUTIONS | Homologado
| Chaves AT/MT | Chave AT | 503032 | 35969 | 12022086 | CH SEC 3P 145KV 1250A 31KA DAMVL MOT | INS 74.00.02_4-Disconnectors and earthing switches for outdoor installations | GRID SOLUTIONS | Homologado
| Chaves AT/MT | Chave AT | 503033 | 35970 | 12022087 | CH SEC 3P 145KV 2000A 40KA DAMH MOT | INS 74.00.02_4-Disconnectors and earthing switches for outdoor installations | GRID SOLUTIONS | Homologado
| Chaves AT/MT | Chave AT | 503034 | 35971 | 12022088 | CH SEC 3P 145KV 2000A 40KA DAMHL MOT | INS 74.00.02_4-Disconnectors and earthing switches for outdoor installations | GRID SOLUTIONS | Homologado
| Chaves AT/MT | Chave AT | 503035 | 35972 | 12022091 | CH SEC 3P 145KV 2000A 40KA VRMH MOT | INS 74.00.02_4-Disconnectors and earthing switches for outdoor installations | GRID SOLUTIONS | Homologado
| Chaves AT/MT | Chave AT | 503036 | 35973 | 12022092 | CH SEC 3P 145KV 2000A 40KA VRMHL MOT | INS 74.00.02_4-Disconnectors and earthing switches for outdoor installations | GRID SOLUTIONS | Homologado
| Chaves AT/MT | Chave AT | 503037 | 35974 | 12022093 | CH SEC 3P 145KV 2000A 50KA VRMH MOT | INS 74.00.02_4-Disconnectors and earthing switches for outdoor installations | GRID SOLUTIONS | Homologado
| Chaves AT/MT | Chave AT | 503039 | 35975 | 12022090 | CH SEC 3P 145KV 2000A 40KA SPMHL MOT | INS 74.00.02_4-Disconnectors and earthing switches for outdoor installations | GRID SOLUTIONS | Homologado
| Chaves AT/MT | Chave AT | 503038 | 35976 | 12022089 | CH SEC 3P 145KV 2000A 40KA SPMH MOT | INS 74.00.02_4-Disconnectors and earthing switches for outdoor installations | GRID SOLUTIONS | Homologado
| Chaves AT/MT | Chave MT | 500076 | 35919 | 12014010 | SECCIONADOR 1P 15KV 630A 25KA FC | INS 74.00.02_4-Disconnectors and earthing switches for outdoor installations | GRID SOLUTIONS | Homologado
| Chaves AT/MT | Chave MT | 500073 | 35920 | 12014006 | SECCIONADOR 1P 15KV 1250A 25KA FC | INS 74.00.02_4-Disconnectors and earthing switches for outdoor installations | GRID SOLUTIONS | Homologado
| Chaves AT/MT | Chave MT | 500016 | 35931 | 12014008 | SECCIONADOR 1P 15KV 2000A 25KA FC | INS 74.00.02_4-Disconnectors and earthing switches for outdoor installations | GRID SOLUTIONS | Homologado
| Chaves AT/MT | Chave MT | 540008 | 35933 | 12014011 | SECCIONADOR 1P 15KV 630A 25KA TD | INS 74.00.02_4-Disconnectors and earthing switches for outdoor installations | GRID SOLUTIONS | Homologado
| Chaves AT/MT | Chave MT | 540019 | 35934 | 12014007 | SECCIONADOR 1P 15KV 1250A 25KA TD | INS 74.00.02_4-Disconnectors and earthing switches for outdoor installations | GRID SOLUTIONS | Homologado
| Chaves AT/MT | Chave MT | 540017 | 35935 | 12014009 | SECCIONADOR 1P 15KV 2000A 25KA TD | INS 74.00.02_4-Disconnectors and earthing switches for outdoor installations | GRID SOLUTIONS | Homologado
| Chaves AT/MT | Chave MT | 501003 | 35936 | 12014012 | SECCIONADOR 1P 38KV 630A 12,5KA FC | INS 74.00.02_4-Disconnectors and earthing switches for outdoor installations | GRID SOLUTIONS | Homologado
| Chaves AT/MT | Chave MT | 541002 | 35937 | 12014013 | SECCIONADOR 1P 38KV 630A 12,5KA TD | INS 74.00.02_4-Disconnectors and earthing switches for outdoor installations | GRID SOLUTIONS | Homologado
| Chaves AT/MT | Chave MT | 500030 | 35938 | 12022101 | CH SEC 3P 15KV 630A 25KA AVMV MAN | INS 74.00.02_4-Disconnectors and earthing switches for outdoor installations | GRID SOLUTIONS | Homologado
| Chaves AT/MT | Chave MT | 500037 | 35939 | 12022100 | CH SEC 3P 15KV 630A 25KA AVMH MAN | INS 74.00.02_4-Disconnectors and earthing switches for outdoor installations | GRID SOLUTIONS | Homologado
| Chaves AT/MT | Chave MT | 500031 | 35940 | 12022099 | CH SEC 3P 15KV 2000A 25KA AVMV MAN | INS 74.00.02_4-Disconnectors and earthing switches for outdoor installations | GRID SOLUTIONS | Homologado
| Chaves AT/MT | Chave MT | 500061 | 35941 | 12022098 | CH SEC 3P 15KV 2000A 25KA AVMH MAN | INS 74.00.02_4-Disconnectors and earthing switches for outdoor installations | GRID SOLUTIONS | Homologado
| Chaves AT/MT | Chave MT | 501021 | 35942 | 12022103 | CH SEC 3P 38kV 630A 12,5KA AVMH MAN | INS 74.00.02_4-Disconnectors and earthing switches for outdoor installations | GRID SOLUTIONS | Homologado
| Chaves AT/MT | Chave MT | 501023 | 35943 | 12022104 | CH SEC 3P 38KV 630A 12,5KA AVMH MOT | INS 74.00.02_4-Disconnectors and earthing switches for outdoor installations | GRID SOLUTIONS | Homologado
| Chaves AT/MT | Chave MT | 501035 | 35944 | 12022102 | CH SEC 3P 38KV 1250A 25KA AVMH MOT | INS 74.00.02_4-Disconnectors and earthing switches for outdoor installations | GRID SOLUTIONS | Homologado
| Chaves AT/MT | Chave MT | - | 37542 | - | CH SEC 3P 38KV 1250A 25KA AVMV MOT | INS 74.00.02_4-Disconnectors and earthing switches for outdoor installations | GRID SOLUTIONS | Homologado
| Chaves AT/MT | Chave MT | - | - | 12022132 | CH SEC 3P 38KV 2000A 31,5KA AVMH MOT | INS 74.00.02_4-Disconnectors and earthing switches for outdoor installations | GRID SOLUTIONS | Homologado
| Chaves AT/MT | Chave Fusivel | 530025 | 58203 | 12016014 | CHAVE FUSÍVEL SE 15,0KV 200A 16,0KA | INS 74.00.02_4-Disconnectors and earthing switches for outdoor installations | GRID SOLUTIONS | Homologado
| Chaves AT/MT | Chave AT | 502121 | 35945 | 12022113 | CH SEC 3P 72KV 1250A 31KA DAMH MAN | INS 74.00.02_4-Disconnectors and earthing switches for outdoor installations | SIEMENS | Homologado
| Chaves AT/MT | Chave AT | 502122 | 35946 | 12022115 | CH SEC 3P 72KV 1250A 31KA DAMHL MAN | INS 74.00.02_4-Disconnectors and earthing switches for outdoor installations | SIEMENS | Homologado
| Chaves AT/MT | Chave AT | 502123 | 35947 | 12022114 | CH SEC 3P 72KV 1250A 31KA DAMH MOT | INS 74.00.02_4-Disconnectors and earthing switches for outdoor installations | SIEMENS | Homologado
| Chaves AT/MT | Chave AT | 502124 | 35948 | 12022116 | CH SEC 3P 72KV 1250A 31KA DAMHL MOT | INS 74.00.02_4-Disconnectors and earthing switches for outdoor installations | SIEMENS | Homologado
| Chaves AT/MT | Chave AT | 502125 | 35949 | 12022109 | CH SEC 3P 72KV 1250A 31KA AVMH MAN | INS 74.00.02_4-Disconnectors and earthing switches for outdoor installations | SIEMENS | Homologado
| Chaves AT/MT | Chave AT | 502126 | 35950 | 12022111 | CH SEC 3P 72KV 1250A 31KA AVMHL MAN | INS 74.00.02_4-Disconnectors and earthing switches for outdoor installations | SIEMENS | Homologado
| Chaves AT/MT | Chave AT | 502127 | 35951 | 12022110 | CH SEC 3P 72KV 1250A 31KA AVMH MOT | INS 74.00.02_4-Disconnectors and earthing switches for outdoor installations | SIEMENS | Homologado
| Chaves AT/MT | Chave AT | 502128 | 35952 | 12022112 | CH SEC 3P 72KV 1250A 31KA AVMHL MOT | INS 74.00.02_4-Disconnectors and earthing switches for outdoor installations | SIEMENS | Homologado
| Chaves AT/MT | Chave AT | 502129 | 35953 | 12022105 | CH SEC 3P 72KV 1250A 31KA ALMV MAN | INS 74.00.02_4-Disconnectors and earthing switches for outdoor installations | SIEMENS | Homologado
| Chaves AT/MT | Chave AT | 502116 | 35954 | 12022107 | CH SEC 3P 72KV 1250A 31KA ALMVL MAN | INS 74.00.02_4-Disconnectors and earthing switches for outdoor installations | SIEMENS | Homologado
| Chaves AT/MT | Chave AT | 502117 | 35955 | 12022106 | CH SEC 3P 72KV 1250A 31KA ALMV MOT | INS 74.00.02_4-Disconnectors and earthing switches for outdoor installations | SIEMENS | Homologado
| Chaves AT/MT | Chave AT | 502118 | 35956 | 12022108 | CH SEC 3P 72KV 1250A 31KA ALMVL MOT | INS 74.00.02_4-Disconnectors and earthing switches for outdoor installations | SIEMENS | Homologado
| Chaves AT/MT | Chave AT | 502120 | 35957 | 12022118 | CH SEC 3P 72KV 1250A 31KA VRMHL MOT | INS 74.00.02_4-Disconnectors and earthing switches for outdoor installations | SIEMENS | Homologado
| Chaves AT/MT | Chave AT | 502119 | 35959 | 12022117 | CH SEC 3P 72KV 1250A 31KA VRMH MOT | INS 74.00.02_4-Disconnectors and earthing switches for outdoor installations | SIEMENS | Homologado
| Chaves AT/MT | Chave AT | 503028 | 35961 | 12022094 | CH SEC 3P 145KV 800A 20KA DAMH MAN | INS 74.00.02_4-Disconnectors and earthing switches for outdoor installations | SIEMENS | Homologado
| Chaves AT/MT | Chave AT | 503027 | 35963 | 12022095 | CH SEC 3P 145KV 800A 20KA DAMHL MAN | INS 74.00.02_4-Disconnectors and earthing switches for outdoor installations | SIEMENS | Homologado
| Chaves AT/MT | Chave AT | 503029 | 35964 | 12022083 | CH SEC 3P 145KV 1250A 31KA DAMH MOT | INS 74.00.02_4-Disconnectors and earthing switches for outdoor installations | SIEMENS | Homologado
| Chaves AT/MT | Chave AT | 503030 | 35965 | 12022084 | CH SEC 3P 145KV 1250A 31KA DAMHL MOT | INS 74.00.02_4-Disconnectors and earthing switches for outdoor installations | SIEMENS | Homologado
| Chaves AT/MT | Chave AT | 503018 | 35966 | 12022096 | CH SEC 3P 145KV 800A 20KA DAMV MAN | INS 74.00.02_4-Disconnectors and earthing switches for outdoor installations | SIEMENS | Homologado
| Chaves AT/MT | Chave AT | 503017 | 35967 | 12022097 | CH SEC 3P 145KV 800A 20KA DAMVL MAN | INS 74.00.02_4-Disconnectors and earthing switches for outdoor installations | SIEMENS | Homologado
| Chaves AT/MT | Chave AT | 503031 | 35968 | 12022085 | CH SEC 3P 145KV 1250A 31KA DAMV MOT | INS 74.00.02_4-Disconnectors and earthing switches for outdoor installations | SIEMENS | Homologado
| Chaves AT/MT | Chave AT | 503032 | 35969 | 12022086 | CH SEC 3P 145KV 1250A 31KA DAMVL MOT | INS 74.00.02_4-Disconnectors and earthing switches for outdoor installations | SIEMENS | Homologado
| Chaves AT/MT | Chave AT | 503033 | 35970 | 12022087 | CH SEC 3P 145KV 2000A 40KA DAMH MOT | INS 74.00.02_4-Disconnectors and earthing switches for outdoor installations | SIEMENS | Homologado
| Chaves AT/MT | Chave AT | 503034 | 35971 | 12022088 | CH SEC 3P 145KV 2000A 40KA DAMHL MOT | INS 74.00.02_4-Disconnectors and earthing switches for outdoor installations | SIEMENS | Homologado
| Chaves AT/MT | Chave AT | 503035 | 35972 | 12022091 | CH SEC 3P 145KV 2000A 40KA VRMH MOT | INS 74.00.02_4-Disconnectors and earthing switches for outdoor installations | SIEMENS | Homologado
| Chaves AT/MT | Chave AT | 503036 | 35973 | 12022092 | CH SEC 3P 145KV 2000A 40KA VRMHL MOT | INS 74.00.02_4-Disconnectors and earthing switches for outdoor installations | SIEMENS | Homologado
| Chaves AT/MT | Chave AT | 503037 | 35974 | 12022093 | CH SEC 3P 145KV 2000A 50KA VRMH MOT | INS 74.00.02_4-Disconnectors and earthing switches for outdoor installations | SIEMENS | Homologado
| Chaves AT/MT | Chave AT | 503039 | 35975 | 12022090 | CH SEC 3P 145KV 2000A 40KA SPMHL MOT | INS 74.00.02_4-Disconnectors and earthing switches for outdoor installations | SIEMENS | Homologado
| Chaves AT/MT | Chave AT | 503038 | 35976 | 12022089 | CH SEC 3P 145KV 2000A 40KA SPMH MOT | INS 74.00.02_4-Disconnectors and earthing switches for outdoor installations | SIEMENS | Homologado
| Chaves AT/MT | Chave MT | 500076 | 35919 | 12014010 | SECCIONADOR 1P 15KV 630A 25KA FC | INS 74.00.02_4-Disconnectors and earthing switches for outdoor installations | SIEMENS | Homologado
| Chaves AT/MT | Chave MT | 500073 | 35920 | 12014006 | SECCIONADOR 1P 15KV 1250A 25KA FC | INS 74.00.02_4-Disconnectors and earthing switches for outdoor installations | SIEMENS | Homologado
| Chaves AT/MT | Chave MT | 500016 | 35931 | 12014008 | SECCIONADOR 1P 15KV 2000A 25KA FC | INS 74.00.02_4-Disconnectors and earthing switches for outdoor installations | SIEMENS | Homologado
| Chaves AT/MT | Chave MT | 540008 | 35933 | 12014011 | SECCIONADOR 1P 15KV 630A 25KA TD | INS 74.00.02_4-Disconnectors and earthing switches for outdoor installations | SIEMENS | Homologado
| Chaves AT/MT | Chave MT | 540019 | 35934 | 12014007 | SECCIONADOR 1P 15KV 1250A 25KA TD | INS 74.00.02_4-Disconnectors and earthing switches for outdoor installations | SIEMENS | Homologado
| Chaves AT/MT | Chave MT | 540017 | 35935 | 12014009 | SECCIONADOR 1P 15KV 2000A 25KA TD | INS 74.00.02_4-Disconnectors and earthing switches for outdoor installations | SIEMENS | Homologado
| Chaves AT/MT | Chave MT | 501003 | 35936 | 12014012 | SECCIONADOR 1P 38KV 630A 12,5KA FC | INS 74.00.02_4-Disconnectors and earthing switches for outdoor installations | SIEMENS | Homologado
| Chaves AT/MT | Chave MT | 541002 | 35937 | 12014013 | SECCIONADOR 1P 38KV 630A 12,5KA TD | INS 74.00.02_4-Disconnectors and earthing switches for outdoor installations | SIEMENS | Homologado
| Chaves AT/MT | Chave MT | 500030 | 35938 | 12022101 | CH SEC 3P 15KV 630A 25KA AVMV MAN | INS 74.00.02_4-Disconnectors and earthing switches for outdoor installations | SIEMENS | Homologado
| Chaves AT/MT | Chave MT | 500037 | 35939 | 12022100 | CH SEC 3P 15KV 630A 25KA AVMH MAN | INS 74.00.02_4-Disconnectors and earthing switches for outdoor installations | SIEMENS | Homologado
| Chaves AT/MT | Chave MT | 500031 | 35940 | 12022099 | CH SEC 3P 15KV 2000A 25KA AVMV MAN | INS 74.00.02_4-Disconnectors and earthing switches for outdoor installations | SIEMENS | Homologado
| Chaves AT/MT | Chave MT | 500061 | 35941 | 12022098 | CH SEC 3P 15KV 2000A 25KA AVMH MAN | INS 74.00.02_4-Disconnectors and earthing switches for outdoor installations | SIEMENS | Homologado
| Chaves AT/MT | Chave MT | 501021 | 35942 | 12022103 | CH SEC 3P 38kV 630A 12,5KA AVMH MAN | INS 74.00.02_4-Disconnectors and earthing switches for outdoor installations | SIEMENS | Homologado
| Chaves AT/MT | Chave MT | 501023 | 35943 | 12022104 | CH SEC 3P 38KV 630A 12,5KA AVMH MOT | INS 74.00.02_4-Disconnectors and earthing switches for outdoor installations | SIEMENS | Homologado
| Chaves AT/MT | Chave MT | 501035 | 35944 | 12022102 | CH SEC 3P 38KV 1250A 25KA AVMH MOT | INS 74.00.02_4-Disconnectors and earthing switches for outdoor installations | SIEMENS | Homologado
| Chaves AT/MT | Chave MT | - | 37542 | - | CH SEC 3P 38KV 1250A 25KA AVMV MOT | INS 74.00.02_4-Disconnectors and earthing switches for outdoor installations | SIEMENS | Homologado
| Chaves AT/MT | Chave MT | - | - | 12022132 | CH SEC 3P 38KV 2000A 31,5KA AVMH MOT | INS 74.00.02_4-Disconnectors and earthing switches for outdoor installations | SIEMENS | Homologado
| Chaves AT/MT | Chave Fusivel | 530025 | 58203 | 12016014 | CHAVE FUSÍVEL SE 15,0KV 200A 16,0KA | INS 74.00.02_4-Disconnectors and earthing switches for outdoor installations | SIEMENS | Homologado
| Chaves a Vácuo | Chaves a Vácuo | 560024 | 37776 | 12022135 | CHAVE 3P VACUO 15,00KV 400A 16KA 125VCC | DIS-ETE-170 | COOPER | Homologado
| Chaves a Vácuo | Chaves a Vácuo | 560024 | 37776 | 12022135 | CHAVE 3P VACUO 15,00KV 400A 16KA 125VCC | DIS-ETE-170 | BREE | Homologado
| Chaves a Vácuo | Chaves a Vácuo | 560025 | 37777 | 12022136 | CHAVE 3P VACUO 15,00KV 630A 25KA 125VCC | DIS-ETE-170 | BREE | Homologado
| Chaves a Vácuo | Chaves a Vácuo | 561006 | - | 12022137 | CHAVE 3P VACUO 36,20KV 200A 12,5 kA 125VCC | DIS-ETE-170 | BREE | Homologado
| Chaves a Vácuo | Chaves a Vácuo | 561006 | - | 12022137 | CHAVE 3P VACUO 36,20KV 200A 12,5 kA 125VCC | DIS-ETE-170 | ABB | Homologado
| GIS MT | Primário | 1210334 | 37371 | 13015102 | GIS 17,5KV 2000/2000A 25KA BS TR2 | INS_50-42-06__Metal enclosed switchgear up to 52 kV | ABB | Homologado
| GIS MT | Primário | 1210340 | 37290 | 13015101 | GIS 17,5KV 2000/2000A 25KA BS INT | INS_50-42-06__Metal enclosed switchgear up to 52 kV | ABB | Homologado
| GIS MT | Primário | 1210338 | 37366 | 13015100 | GIS 17,5KV 2000/2000A 25KA BS ACO | INS_50-42-06__Metal enclosed switchgear up to 52 kV | ABB | Homologado
| GIS MT | Primário | 1210332 | 37368 | 13015105 | GIS 17,5KV 2000/630A 25KA BS AL1 | INS_50-42-06__Metal enclosed switchgear up to 52 kV | ABB | Homologado
| GIS MT | Primário | 1210339 | 37369 | 13015106 | GIS 17,5KV 2000/630A 25KA BS AL2 | INS_50-42-06__Metal enclosed switchgear up to 52 kV | ABB | Homologado
| GIS MT | Primário | 1210333 | 37370 | 13015107 | GIS 17,5KV 2000/630A 25KA BS BC | INS_50-42-06__Metal enclosed switchgear up to 52 kV | ABB | Homologado
| GIS MT | Primário | 1210335 | 37373 | 13015104 | GIS 17,5KV 2000/630A 25KABS13SA/MED | INS_50-42-06__Metal enclosed switchgear up to 52 kV | ABB | Homologado
| GIS MT | Primário | 1210341 | 37372 | 13015103 | GIS 17,5KV 2000/630A 25KABS11SA/MED | INS_50-42-06__Metal enclosed switchgear up to 52 kV | ABB | Homologado
| GIS MT | Primário | - | - | 13015116 | GIS 36KV 2000/2000A 25KA BS TR2 | INS_50-42-06__Metal enclosed switchgear up to 52 kV | ABB | Homologado
| GIS MT | Primário | - | - | 13015117 | GIS 36KV 2000/2000A 25KA BS INT | INS_50-42-06__Metal enclosed switchgear up to 52 kV | ABB | Homologado
| GIS MT | Primário | - | - | 13015118 | GIS 36KV 2000/2000A 25KA BS ACO | INS_50-42-06__Metal enclosed switchgear up to 52 kV | ABB | Homologado
| GIS MT | Primário | - | - | 13015119 | GIS 36KV 2000/1250A 25KA BS AL1 | INS_50-42-06__Metal enclosed switchgear up to 52 kV | ABB | Homologado
| GIS MT | Primário | - | - | 13015120 | GIS 36KV 2000/1250A 25KA BS EL1 | INS_50-42-06__Metal enclosed switchgear up to 52 kV | ABB | Homologado
| GIS MT | Primário | - | - | 13015121 | GIS 36KV 2000/1250A 25KA BS BC | INS_50-42-06__Metal enclosed switchgear up to 52 kV | ABB | Homologado
| GIS MT | Primário | - | - | 13015122 | GIS 36KV 2000/1250A 25KA BS SA | INS_50-42-06__Metal enclosed switchgear up to 52 kV | ABB | Homologado
| GIS MT | Primário | - | - | 13015123 | GIS 36KV 2000/1250A 25KA BS MED | INS_50-42-06__Metal enclosed switchgear up to 52 kV | ABB | Homologado
| GIS MT | Secundário | 1210331 | 37380 | - | GIS 17,5KV 630/630A 12,5KA BS TR2 | INS_50-42-06__Metal enclosed switchgear up to 52 kV | ABB | Homologado
| GIS MT | Secundário | 1210336 | 37378 | - | GIS 17,5KV 630/630A 12,5KA BS INT | INS_50-42-06__Metal enclosed switchgear up to 52 kV | ABB | Homologado
| GIS MT | Secundário | 1210328 | 37374 | - | GIS 17,5KV 630/630A 12,5KA BS ACO | INS_50-42-06__Metal enclosed switchgear up to 52 kV | ABB | Homologado
| GIS MT | Secundário | 1210342 | 37375 | - | GIS 17,5KV 630/630A 12,5KA BS AL1 | INS_50-42-06__Metal enclosed switchgear up to 52 kV | ABB | Homologado
| GIS MT | Secundário | 1210329 | 37377 | - | GIS 17,5KV 630/630A 12,5KA BS BC | INS_50-42-06__Metal enclosed switchgear up to 52 kV | ABB | Homologado
| GIS MT | Secundário | 1210337 | 37376 | - | GIS 17,5KV 630/630A 12,5KA BS AS | INS_50-42-06__Metal enclosed switchgear up to 52 kV | ABB | Homologado
| GIS MT | Secundário | 1210330 | 37379 | - | GIS 17,5KV 630/630A 12,5KA BS MED | INS_50-42-06__Metal enclosed switchgear up to 52 kV | ABB | Homologado
| GIS MT | Secundário | 1211248 | 37388 | - | GIS 36KV 630/630A 12,5KA BS TR1 | INS_50-42-06__Metal enclosed switchgear up to 52 kV | ABB | Homologado
| GIS MT | Secundário | 1211253 | 37389 | - | GIS 36KV 630/630A 12,5KA BS TR2 | INS_50-42-06__Metal enclosed switchgear up to 52 kV | ABB | Homologado
| GIS MT | Secundário | 1211251 | 37385 | - | GIS 36KV 630/630A 12,5KA BS INT | INS_50-42-06__Metal enclosed switchgear up to 52 kV | ABB | Homologado
| GIS MT | Secundário | 1211249 | 37381 | - | GIS 36KV 630/630A 12,5KA BS ACO | INS_50-42-06__Metal enclosed switchgear up to 52 kV | ABB | Homologado
| GIS MT | Secundário | 1211245 | 37382 | - | GIS 36KV 630/630A 12,5KA BS AL1 | INS_50-42-06__Metal enclosed switchgear up to 52 kV | ABB | Homologado
| GIS MT | Secundário | 1211246 | 37384 | - | GIS 36KV 630/630A 12,5KA BS EL1 | INS_50-42-06__Metal enclosed switchgear up to 52 kV | ABB | Homologado
| GIS MT | Secundário | 1211250 | 37383 | - | GIS 36KV 630/630A 12,5KA BS BC | INS_50-42-06__Metal enclosed switchgear up to 52 kV | ABB | Homologado
| GIS MT | Secundário | 1211252 | 37387 | - | GIS 36KV 630/630A 12,5KA BS AS | INS_50-42-06__Metal enclosed switchgear up to 52 kV | ABB | Homologado
| GIS MT | Secundário | 1211247 | 37386 | - | GIS 36KV 630/630A 12,5KA BS MED | INS_50-42-06__Metal enclosed switchgear up to 52 kV | ABB | Homologado
| GIS MT | Primário | 1210334 | 37371 | 13015102 | GIS 17,5KV 2000/2000A 25KA BS TR2 | INS_50-42-06__Metal enclosed switchgear up to 52 kV | SIEMENS | Homologado
| GIS MT | Primário | 1210340 | 37290 | 13015101 | GIS 17,5KV 2000/2000A 25KA BS INT | INS_50-42-06__Metal enclosed switchgear up to 52 kV | SIEMENS | Homologado
| GIS MT | Primário | 1210338 | 37366 | 13015100 | GIS 17,5KV 2000/2000A 25KA BS ACO | INS_50-42-06__Metal enclosed switchgear up to 52 kV | SIEMENS | Homologado
| GIS MT | Primário | 1210332 | 37368 | 13015105 | GIS 17,5KV 2000/630A 25KA BS AL1 | INS_50-42-06__Metal enclosed switchgear up to 52 kV | SIEMENS | Homologado
| GIS MT | Primário | 1210339 | 37369 | 13015106 | GIS 17,5KV 2000/630A 25KA BS AL2 | INS_50-42-06__Metal enclosed switchgear up to 52 kV | SIEMENS | Homologado
| GIS MT | Primário | 1210333 | 37370 | 13015107 | GIS 17,5KV 2000/630A 25KA BS BC | INS_50-42-06__Metal enclosed switchgear up to 52 kV | SIEMENS | Homologado
| GIS MT | Primário | 1210335 | 37373 | 13015104 | GIS 17,5KV 2000/630A 25KABS13SA/MED | INS_50-42-06__Metal enclosed switchgear up to 52 kV | SIEMENS | Homologado
| GIS MT | Primário | 1210341 | 37372 | 13015103 | GIS 17,5KV 2000/630A 25KABS11SA/MED | INS_50-42-06__Metal enclosed switchgear up to 52 kV | SIEMENS | Homologado
| GIS MT | Primário | - | - | 13015116 | GIS 36KV 2000/2000A 25KA BS TR2 | INS_50-42-06__Metal enclosed switchgear up to 52 kV | SIEMENS | Homologado
| GIS MT | Primário | - | - | 13015117 | GIS 36KV 2000/2000A 25KA BS INT | INS_50-42-06__Metal enclosed switchgear up to 52 kV | SIEMENS | Homologado
| GIS MT | Primário | - | - | 13015118 | GIS 36KV 2000/2000A 25KA BS ACO | INS_50-42-06__Metal enclosed switchgear up to 52 kV | SIEMENS | Homologado
| GIS MT | Primário | - | - | 13015119 | GIS 36KV 2000/1250A 25KA BS AL1 | INS_50-42-06__Metal enclosed switchgear up to 52 kV | SIEMENS | Homologado
| GIS MT | Primário | - | - | 13015120 | GIS 36KV 2000/1250A 25KA BS EL1 | INS_50-42-06__Metal enclosed switchgear up to 52 kV | SIEMENS | Homologado
| GIS MT | Primário | - | - | 13015121 | GIS 36KV 2000/1250A 25KA BS BC | INS_50-42-06__Metal enclosed switchgear up to 52 kV | SIEMENS | Homologado
| GIS MT | Primário | - | - | 13015122 | GIS 36KV 2000/1250A 25KA BS SA | INS_50-42-06__Metal enclosed switchgear up to 52 kV | SIEMENS | Homologado
| GIS MT | Primário | - | - | 13015123 | GIS 36KV 2000/1250A 25KA BS MED | INS_50-42-06__Metal enclosed switchgear up to 52 kV | SIEMENS | Homologado
| GIS MT | Secundário | 1210331 | 37380 | - | GIS 17,5KV 630/630A 12,5KA BS TR2 | INS_50-42-06__Metal enclosed switchgear up to 52 kV | SIEMENS | Homologado
| GIS MT | Secundário | 1210336 | 37378 | - | GIS 17,5KV 630/630A 12,5KA BS INT | INS_50-42-06__Metal enclosed switchgear up to 52 kV | SIEMENS | Homologado
| GIS MT | Secundário | 1210328 | 37374 | - | GIS 17,5KV 630/630A 12,5KA BS ACO | INS_50-42-06__Metal enclosed switchgear up to 52 kV | SIEMENS | Homologado
| GIS MT | Secundário | 1210342 | 37375 | - | GIS 17,5KV 630/630A 12,5KA BS AL1 | INS_50-42-06__Metal enclosed switchgear up to 52 kV | SIEMENS | Homologado
| GIS MT | Secundário | 1210329 | 37377 | - | GIS 17,5KV 630/630A 12,5KA BS BC | INS_50-42-06__Metal enclosed switchgear up to 52 kV | SIEMENS | Homologado
| GIS MT | Secundário | 1210337 | 37376 | - | GIS 17,5KV 630/630A 12,5KA BS AS | INS_50-42-06__Metal enclosed switchgear up to 52 kV | SIEMENS | Homologado
| GIS MT | Secundário | 1210330 | 37379 | - | GIS 17,5KV 630/630A 12,5KA BS MED | INS_50-42-06__Metal enclosed switchgear up to 52 kV | SIEMENS | Homologado
| GIS MT | Secundário | 1211248 | 37388 | - | GIS 36KV 630/630A 12,5KA BS TR1 | INS_50-42-06__Metal enclosed switchgear up to 52 kV | SIEMENS | Homologado
| GIS MT | Secundário | 1211253 | 37389 | - | GIS 36KV 630/630A 12,5KA BS TR2 | INS_50-42-06__Metal enclosed switchgear up to 52 kV | SIEMENS | Homologado
| GIS MT | Secundário | 1211251 | 37385 | - | GIS 36KV 630/630A 12,5KA BS INT | INS_50-42-06__Metal enclosed switchgear up to 52 kV | SIEMENS | Homologado
| GIS MT | Secundário | 1211249 | 37381 | - | GIS 36KV 630/630A 12,5KA BS ACO | INS_50-42-06__Metal enclosed switchgear up to 52 kV | SIEMENS | Homologado
| GIS MT | Secundário | 1211245 | 37382 | - | GIS 36KV 630/630A 12,5KA BS AL1 | INS_50-42-06__Metal enclosed switchgear up to 52 kV | SIEMENS | Homologado
| GIS MT | Secundário | 1211246 | 37384 | - | GIS 36KV 630/630A 12,5KA BS EL1 | INS_50-42-06__Metal enclosed switchgear up to 52 kV | SIEMENS | Homologado
| GIS MT | Secundário | 1211250 | 37383 | - | GIS 36KV 630/630A 12,5KA BS BC | INS_50-42-06__Metal enclosed switchgear up to 52 kV | SIEMENS | Homologado
| GIS MT | Secundário | 1211252 | 37387 | - | GIS 36KV 630/630A 12,5KA BS AS | INS_50-42-06__Metal enclosed switchgear up to 52 kV | SIEMENS | Homologado
| GIS MT | Secundário | 1211247 | 37386 | - | GIS 36KV 630/630A 12,5KA BS MED | INS_50-42-06__Metal enclosed switchgear up to 52 kV | SIEMENS | Homologado
| GIS MT | Primário | 1210334 | 37371 | 13015102 | GIS 17,5KV 2000/2000A 25KA BS TR2 | INS_50-42-06__Metal enclosed switchgear up to 52 kV | SCHNEIDER | Homologado
| GIS MT | Primário | 1210340 | 37290 | 13015101 | GIS 17,5KV 2000/2000A 25KA BS INT | INS_50-42-06__Metal enclosed switchgear up to 52 kV | SCHNEIDER | Homologado
| GIS MT | Primário | 1210338 | 37366 | 13015100 | GIS 17,5KV 2000/2000A 25KA BS ACO | INS_50-42-06__Metal enclosed switchgear up to 52 kV | SCHNEIDER | Homologado
| GIS MT | Primário | 1210332 | 37368 | 13015105 | GIS 17,5KV 2000/630A 25KA BS AL1 | INS_50-42-06__Metal enclosed switchgear up to 52 kV | SCHNEIDER | Homologado
| GIS MT | Primário | 1210339 | 37369 | 13015106 | GIS 17,5KV 2000/630A 25KA BS AL2 | INS_50-42-06__Metal enclosed switchgear up to 52 kV | SCHNEIDER | Homologado
| GIS MT | Primário | 1210333 | 37370 | 13015107 | GIS 17,5KV 2000/630A 25KA BS BC | INS_50-42-06__Metal enclosed switchgear up to 52 kV | SCHNEIDER | Homologado
| GIS MT | Primário | 1210335 | 37373 | 13015104 | GIS 17,5KV 2000/630A 25KABS13SA/MED | INS_50-42-06__Metal enclosed switchgear up to 52 kV | SCHNEIDER | Homologado
| GIS MT | Primário | 1210341 | 37372 | 13015103 | GIS 17,5KV 2000/630A 25KABS11SA/MED | INS_50-42-06__Metal enclosed switchgear up to 52 kV | SCHNEIDER | Homologado
| GIS MT | Primário | - | - | 13015116 | GIS 36KV 2000/2000A 25KA BS TR2 | INS_50-42-06__Metal enclosed switchgear up to 52 kV | SCHNEIDER | Homologado
| GIS MT | Primário | - | - | 13015117 | GIS 36KV 2000/2000A 25KA BS INT | INS_50-42-06__Metal enclosed switchgear up to 52 kV | SCHNEIDER | Homologado
| GIS MT | Primário | - | - | 13015118 | GIS 36KV 2000/2000A 25KA BS ACO | INS_50-42-06__Metal enclosed switchgear up to 52 kV | SCHNEIDER | Homologado
| GIS MT | Primário | - | - | 13015119 | GIS 36KV 2000/1250A 25KA BS AL1 | INS_50-42-06__Metal enclosed switchgear up to 52 kV | SCHNEIDER | Homologado
| GIS MT | Primário | - | - | 13015120 | GIS 36KV 2000/1250A 25KA BS EL1 | INS_50-42-06__Metal enclosed switchgear up to 52 kV | SCHNEIDER | Homologado
| GIS MT | Primário | - | - | 13015121 | GIS 36KV 2000/1250A 25KA BS BC | INS_50-42-06__Metal enclosed switchgear up to 52 kV | SCHNEIDER | Homologado
| GIS MT | Primário | - | - | 13015122 | GIS 36KV 2000/1250A 25KA BS SA | INS_50-42-06__Metal enclosed switchgear up to 52 kV | SCHNEIDER | Homologado
| GIS MT | Primário | - | - | 13015123 | GIS 36KV 2000/1250A 25KA BS MED | INS_50-42-06__Metal enclosed switchgear up to 52 kV | SCHNEIDER | Homologado
| GIS MT | Secundário | 1210331 | 37380 | - | GIS 17,5KV 630/630A 12,5KA BS TR2 | INS_50-42-06__Metal enclosed switchgear up to 52 kV | SCHNEIDER | Homologado
| GIS MT | Secundário | 1210336 | 37378 | - | GIS 17,5KV 630/630A 12,5KA BS INT | INS_50-42-06__Metal enclosed switchgear up to 52 kV | SCHNEIDER | Homologado
| GIS MT | Secundário | 1210328 | 37374 | - | GIS 17,5KV 630/630A 12,5KA BS ACO | INS_50-42-06__Metal enclosed switchgear up to 52 kV | SCHNEIDER | Homologado
| GIS MT | Secundário | 1210342 | 37375 | - | GIS 17,5KV 630/630A 12,5KA BS AL1 | INS_50-42-06__Metal enclosed switchgear up to 52 kV | SCHNEIDER | Homologado
| GIS MT | Secundário | 1210329 | 37377 | - | GIS 17,5KV 630/630A 12,5KA BS BC | INS_50-42-06__Metal enclosed switchgear up to 52 kV | SCHNEIDER | Homologado
| GIS MT | Secundário | 1210337 | 37376 | - | GIS 17,5KV 630/630A 12,5KA BS AS | INS_50-42-06__Metal enclosed switchgear up to 52 kV | SCHNEIDER | Homologado
| GIS MT | Secundário | 1210330 | 37379 | - | GIS 17,5KV 630/630A 12,5KA BS MED | INS_50-42-06__Metal enclosed switchgear up to 52 kV | SCHNEIDER | Homologado
| GIS MT | Secundário | 1211248 | 37388 | - | GIS 36KV 630/630A 12,5KA BS TR1 | INS_50-42-06__Metal enclosed switchgear up to 52 kV | SCHNEIDER | Homologado
| GIS MT | Secundário | 1211253 | 37389 | - | GIS 36KV 630/630A 12,5KA BS TR2 | INS_50-42-06__Metal enclosed switchgear up to 52 kV | SCHNEIDER | Homologado
| GIS MT | Secundário | 1211251 | 37385 | - | GIS 36KV 630/630A 12,5KA BS INT | INS_50-42-06__Metal enclosed switchgear up to 52 kV | SCHNEIDER | Homologado
| GIS MT | Secundário | 1211249 | 37381 | - | GIS 36KV 630/630A 12,5KA BS ACO | INS_50-42-06__Metal enclosed switchgear up to 52 kV | SCHNEIDER | Homologado
| GIS MT | Secundário | 1211245 | 37382 | - | GIS 36KV 630/630A 12,5KA BS AL1 | INS_50-42-06__Metal enclosed switchgear up to 52 kV | SCHNEIDER | Homologado
| GIS MT | Secundário | 1211246 | 37384 | - | GIS 36KV 630/630A 12,5KA BS EL1 | INS_50-42-06__Metal enclosed switchgear up to 52 kV | SCHNEIDER | Homologado
| GIS MT | Secundário | 1211250 | 37383 | - | GIS 36KV 630/630A 12,5KA BS BC | INS_50-42-06__Metal enclosed switchgear up to 52 kV | SCHNEIDER | Homologado
| GIS MT | Secundário | 1211252 | 37387 | - | GIS 36KV 630/630A 12,5KA BS AS | INS_50-42-06__Metal enclosed switchgear up to 52 kV | SCHNEIDER | Homologado
| GIS MT | Secundário | 1211247 | 37386 | - | GIS 36KV 630/630A 12,5KA BS MED | INS_50-42-06__Metal enclosed switchgear up to 52 kV | SCHNEIDER | Homologado
| GIS MT | Primário | 1210334 | 37371 | 13015102 | GIS 17,5KV 2000/2000A 25KA BS TR2 | INS_50-42-06__Metal enclosed switchgear up to 52 kV | ORMAZABAL | Homologado
| GIS MT | Primário | 1210340 | 37290 | 13015101 | GIS 17,5KV 2000/2000A 25KA BS INT | INS_50-42-06__Metal enclosed switchgear up to 52 kV | ORMAZABAL | Homologado
| GIS MT | Primário | 1210338 | 37366 | 13015100 | GIS 17,5KV 2000/2000A 25KA BS ACO | INS_50-42-06__Metal enclosed switchgear up to 52 kV | ORMAZABAL | Homologado
| GIS MT | Primário | 1210332 | 37368 | 13015105 | GIS 17,5KV 2000/630A 25KA BS AL1 | INS_50-42-06__Metal enclosed switchgear up to 52 kV | ORMAZABAL | Homologado
| GIS MT | Primário | 1210339 | 37369 | 13015106 | GIS 17,5KV 2000/630A 25KA BS AL2 | INS_50-42-06__Metal enclosed switchgear up to 52 kV | ORMAZABAL | Homologado
| GIS MT | Primário | 1210333 | 37370 | 13015107 | GIS 17,5KV 2000/630A 25KA BS BC | INS_50-42-06__Metal enclosed switchgear up to 52 kV | ORMAZABAL | Homologado
| GIS MT | Primário | 1210335 | 37373 | 13015104 | GIS 17,5KV 2000/630A 25KABS13SA/MED | INS_50-42-06__Metal enclosed switchgear up to 52 kV | ORMAZABAL | Homologado
| GIS MT | Primário | 1210341 | 37372 | 13015103 | GIS 17,5KV 2000/630A 25KABS11SA/MED | INS_50-42-06__Metal enclosed switchgear up to 52 kV | ORMAZABAL | Homologado
| GIS MT | Primário | - | - | 13015116 | GIS 36KV 2000/2000A 25KA BS TR2 | INS_50-42-06__Metal enclosed switchgear up to 52 kV | ORMAZABAL | Homologado
| GIS MT | Primário | - | - | 13015117 | GIS 36KV 2000/2000A 25KA BS INT | INS_50-42-06__Metal enclosed switchgear up to 52 kV | ORMAZABAL | Homologado
| GIS MT | Primário | - | - | 13015118 | GIS 36KV 2000/2000A 25KA BS ACO | INS_50-42-06__Metal enclosed switchgear up to 52 kV | ORMAZABAL | Homologado
| GIS MT | Primário | - | - | 13015119 | GIS 36KV 2000/1250A 25KA BS AL1 | INS_50-42-06__Metal enclosed switchgear up to 52 kV | ORMAZABAL | Homologado
| GIS MT | Primário | - | - | 13015120 | GIS 36KV 2000/1250A 25KA BS EL1 | INS_50-42-06__Metal enclosed switchgear up to 52 kV | ORMAZABAL | Homologado
| GIS MT | Primário | - | - | 13015121 | GIS 36KV 2000/1250A 25KA BS BC | INS_50-42-06__Metal enclosed switchgear up to 52 kV | ORMAZABAL | Homologado
| GIS MT | Primário | - | - | 13015122 | GIS 36KV 2000/1250A 25KA BS SA | INS_50-42-06__Metal enclosed switchgear up to 52 kV | ORMAZABAL | Homologado
| GIS MT | Primário | - | - | 13015123 | GIS 36KV 2000/1250A 25KA BS MED | INS_50-42-06__Metal enclosed switchgear up to 52 kV | ORMAZABAL | Homologado
| GIS MT | Secundário | 1210331 | 37380 | - | GIS 17,5KV 630/630A 12,5KA BS TR2 | INS_50-42-06__Metal enclosed switchgear up to 52 kV | ORMAZABAL | Homologado
| GIS MT | Secundário | 1210336 | 37378 | - | GIS 17,5KV 630/630A 12,5KA BS INT | INS_50-42-06__Metal enclosed switchgear up to 52 kV | ORMAZABAL | Homologado
| GIS MT | Secundário | 1210328 | 37374 | - | GIS 17,5KV 630/630A 12,5KA BS ACO | INS_50-42-06__Metal enclosed switchgear up to 52 kV | ORMAZABAL | Homologado
| GIS MT | Secundário | 1210342 | 37375 | - | GIS 17,5KV 630/630A 12,5KA BS AL1 | INS_50-42-06__Metal enclosed switchgear up to 52 kV | ORMAZABAL | Homologado
| GIS MT | Secundário | 1210329 | 37377 | - | GIS 17,5KV 630/630A 12,5KA BS BC | INS_50-42-06__Metal enclosed switchgear up to 52 kV | ORMAZABAL | Homologado
| GIS MT | Secundário | 1210337 | 37376 | - | GIS 17,5KV 630/630A 12,5KA BS AS | INS_50-42-06__Metal enclosed switchgear up to 52 kV | ORMAZABAL | Homologado
| GIS MT | Secundário | 1210330 | 37379 | - | GIS 17,5KV 630/630A 12,5KA BS MED | INS_50-42-06__Metal enclosed switchgear up to 52 kV | ORMAZABAL | Homologado
| GIS MT | Secundário | 1211248 | 37388 | - | GIS 36KV 630/630A 12,5KA BS TR1 | INS_50-42-06__Metal enclosed switchgear up to 52 kV | ORMAZABAL | Homologado
| GIS MT | Secundário | 1211253 | 37389 | - | GIS 36KV 630/630A 12,5KA BS TR2 | INS_50-42-06__Metal enclosed switchgear up to 52 kV | ORMAZABAL | Homologado
| GIS MT | Secundário | 1211251 | 37385 | - | GIS 36KV 630/630A 12,5KA BS INT | INS_50-42-06__Metal enclosed switchgear up to 52 kV | ORMAZABAL | Homologado
| GIS MT | Secundário | 1211249 | 37381 | - | GIS 36KV 630/630A 12,5KA BS ACO | INS_50-42-06__Metal enclosed switchgear up to 52 kV | ORMAZABAL | Homologado
| GIS MT | Secundário | 1211245 | 37382 | - | GIS 36KV 630/630A 12,5KA BS AL1 | INS_50-42-06__Metal enclosed switchgear up to 52 kV | ORMAZABAL | Homologado
| GIS MT | Secundário | 1211246 | 37384 | - | GIS 36KV 630/630A 12,5KA BS EL1 | INS_50-42-06__Metal enclosed switchgear up to 52 kV | ORMAZABAL | Homologado
| GIS MT | Secundário | 1211250 | 37383 | - | GIS 36KV 630/630A 12,5KA BS BC | INS_50-42-06__Metal enclosed switchgear up to 52 kV | ORMAZABAL | Homologado
| GIS MT | Secundário | 1211252 | 37387 | - | GIS 36KV 630/630A 12,5KA BS AS | INS_50-42-06__Metal enclosed switchgear up to 52 kV | ORMAZABAL | Homologado
| GIS MT | Secundário | 1211247 | 37386 | - | GIS 36KV 630/630A 12,5KA BS MED | INS_50-42-06__Metal enclosed switchgear up to 52 kV | ORMAZABAL | Homologado
| Disjuntor Externo | DOG HOUSE | 320028 | 37970 | 12065034 | DISJUNTOR 17,5KV 630A 25KA VACUO (DOG-HOUSE) | DIS-ETE-195 | LUCY/ARTECHE | Homologado
| Disjuntor Externo | DOG HOUSE | 320026 | 37971 | 12065035 | DISJUNTOR 17,5KV 1250A 25KA VACUO (DOG-HOUSE) | DIS-ETE-195 | LUCY/ARTECHE | Homologado
| Disjuntor Externo | DOG HOUSE | 320027 | 37972 | 12065033 | DISJUNTOR 17,5KV 2000A 25KA VACUO (DOG-HOUSE) | DIS-ETE-195 | LUCY/ARTECHE | Homologado
| Disjuntor Externo | Disjuntor AT | 342017 | 30990 | 12070012 | DISJUNTOR 3P 72,5 KV 1250A 31,5KA EXT | INS_61-00-01_3 | SIEMENS | Homologado
| Disjuntor Externo | Disjuntor AT | 343008 | 33547 | 12070011 | DISJUNTOR 3P 145KV 2000A 40KA EXT | INS_61-00-01_3 | SIEMENS | Homologado
| Disjuntor Externo | Disjuntor AT | 343009 | 35150 | 12070010 | DISJUNTOR 1P 145KV 2000 A 40 KA EXT BC | INS_61-00-01_3 | SIEMENS | Homologado
| Disjuntor Externo | Disjuntor MT | 360009 | 36171 | 12065021 | DISJUNTOR 3P 15KV 2000A 25KA EXT | INS_61-00-01_3 | SIEMENS | Homologado
| Disjuntor Externo | Disjuntor MT | 321001 | 36173 | 12065022 | DISJUNTOR 3P 38KV 1250A 16KA EXT | INS_61-00-01_3 | SIEMENS | Homologado
| Disjuntor Externo | Disjuntor MT | 321000 | 36172 | 12065023 | DISJUNTOR 3P 38KV 1250A 25KA EXT BC | INS_61-00-01_3 | SIEMENS | Homologado
| Disjuntor Externo | DOG HOUSE | 320028 | 37970 | 12065034 | DISJUNTOR 17,5KV 630A 25KA VACUO (DOG-HOUSE) | DIS-ETE-195 | SIEMENS | Homologado
| Disjuntor Externo | DOG HOUSE | 320026 | 37971 | 12065035 | DISJUNTOR 17,5KV 1250A 25KA VACUO (DOG-HOUSE) | DIS-ETE-195 | SIEMENS | Homologado
| Disjuntor Externo | DOG HOUSE | 320027 | 37972 | 12065033 | DISJUNTOR 17,5KV 2000A 25KA VACUO (DOG-HOUSE) | DIS-ETE-195 | SIEMENS | Homologado
| Disjuntor Externo | Disjuntor MT | 360009 | 36171 | 12065021 | DISJUNTOR 3P 15KV 2000A 25KA EXT | INS_61-00-01_3 | ABB | Homologado
| Disjuntor Externo | Disjuntor MT | 321001 | 36173 | 12065022 | DISJUNTOR 3P 38KV 1250A 16KA EXT | INS_61-00-01_3 | ABB | Homologado
| Disjuntor Externo | Disjuntor MT | 321000 | 36172 | 12065023 | DISJUNTOR 3P 38KV 1250A 25KA EXT BC | INS_61-00-01_3 | ABB | Homologado
| Disjuntor Externo | Disjuntor AT | 342017 | 30990 | 12070012 | DISJUNTOR 3P 72,5 KV 1250A 31,5KA EXT | INS_61-00-01_3 | ABB/HITACHI | Homologado
| Disjuntor Externo | Disjuntor AT | 343008 | 33547 | 12070011 | DISJUNTOR 3P 145KV 2000A 40KA EXT | INS_61-00-01_3 | ABB/HITACHI | Homologado
| Disjuntor Externo | Disjuntor AT | 342017 | 30990 | 12070012 | DISJUNTOR 3P 72,5 KV 1250A 31,5KA EXT | INS_61-00-01_3 | GE | Homologado
| Disjuntor Externo | Disjuntor AT | 343008 | 33547 | 12070011 | DISJUNTOR 3P 145KV 2000A 40KA EXT | INS_61-00-01_3 | GE | Homologado
| Disjuntor Interno | Disjuntor Interno | 360015 | - | - | DISJUNTOR MT 3P 15KV 630A 16KA INT ALM | DIS-ETE-126 | ABB | Homologado
| Disjuntor Interno | Disjuntor Interno | 360011 | - | - | DISJUNTOR MT 3P 15KV 630A 16KA INT BC | DIS-ETE-126 | ABB | Homologado
| Disjuntor Interno | Disjuntor Interno | 360012 | - | - | DISJUNTOR MT 3P 15KV 800A 25KA INT ALM | DIS-ETE-126 | ABB | Homologado
| Disjuntor Interno | Disjuntor Interno | 360008 | - | - | DISJUNTOR MT 3P 15KV 1250A 25KA INT ALM | DIS-ETE-126 | ABB | Homologado
| Disjuntor Interno | Disjuntor Interno | 360016 | - | - | DISJUNTOR MT 3P 15KV 1250A 25KA INT BC | DIS-ETE-126 | ABB | Homologado
| Disjuntor Interno | Disjuntor Interno | 360004 | - | - | DISJUNTOR MT 3P 15KV 1600A 25KA INT TF | DIS-ETE-126 | ABB | Homologado
| Disjuntor Interno | Disjuntor Interno | 360007 | - | - | DISJUNTOR MT 3P 15KV 2000A 25KA INT TF | DIS-ETE-126 | ABB | Homologado
| Disjuntor Interno | Disjuntor Interno | 360033 | - | - | DISJUNTOR MT 3P 15KV 2500A 31,5KA INT TF | DIS-ETE-126 | ABB | Homologado
| Disjuntor Interno | Disjuntor Interno | 360015 | - | - | DISJUNTOR MT 3P 15KV 630A 16KA INT ALM | DIS-ETE-126 | SIEMENS | Homologado
| Disjuntor Interno | Disjuntor Interno | 360011 | - | - | DISJUNTOR MT 3P 15KV 630A 16KA INT BC | DIS-ETE-126 | SIEMENS | Homologado
| Disjuntor Interno | Disjuntor Interno | 360012 | - | - | DISJUNTOR MT 3P 15KV 800A 25KA INT ALM | DIS-ETE-126 | SIEMENS | Homologado
| Disjuntor Interno | Disjuntor Interno | 360008 | - | - | DISJUNTOR MT 3P 15KV 1250A 25KA INT ALM | DIS-ETE-126 | SIEMENS | Homologado
| Disjuntor Interno | Disjuntor Interno | 360016 | - | - | DISJUNTOR MT 3P 15KV 1250A 25KA INT BC | DIS-ETE-126 | SIEMENS | Homologado
| Disjuntor Interno | Disjuntor Interno | 360004 | - | - | DISJUNTOR MT 3P 15KV 1600A 25KA INT TF | DIS-ETE-126 | SIEMENS | Homologado
| Disjuntor Interno | Disjuntor Interno | 360007 | - | - | DISJUNTOR MT 3P 15KV 2000A 25KA INT TF | DIS-ETE-126 | SIEMENS | Homologado
| Disjuntor Interno | Disjuntor Interno | 360033 | - | - | DISJUNTOR MT 3P 15KV 2500A 31,5KA INT TF | DIS-ETE-126 | SIEMENS | Homologado
| Disjuntor Interno | Disjuntor Interno | 360015 | - | - | DISJUNTOR MT 3P 15KV 630A 16KA INT ALM | DIS-ETE-126 | SCHNEIDER | Homologado
| Disjuntor Interno | Disjuntor Interno | 360011 | - | - | DISJUNTOR MT 3P 15KV 630A 16KA INT BC | DIS-ETE-126 | SCHNEIDER | Homologado
| Disjuntor Interno | Disjuntor Interno | 360012 | - | - | DISJUNTOR MT 3P 15KV 800A 25KA INT ALM | DIS-ETE-126 | SCHNEIDER | Homologado
| Disjuntor Interno | Disjuntor Interno | 360008 | - | - | DISJUNTOR MT 3P 15KV 1250A 25KA INT ALM | DIS-ETE-126 | SCHNEIDER | Homologado
| Disjuntor Interno | Disjuntor Interno | 360016 | - | - | DISJUNTOR MT 3P 15KV 1250A 25KA INT BC | DIS-ETE-126 | SCHNEIDER | Homologado
| Disjuntor Interno | Disjuntor Interno | 360004 | - | - | DISJUNTOR MT 3P 15KV 1600A 25KA INT TF | DIS-ETE-126 | SCHNEIDER | Homologado
| Disjuntor Interno | Disjuntor Interno | 360007 | - | - | DISJUNTOR MT 3P 15KV 2000A 25KA INT TF | DIS-ETE-126 | SCHNEIDER | Homologado
| Disjuntor Interno | Disjuntor Interno | 360033 | - | - | DISJUNTOR MT 3P 15KV 2500A 31,5KA INT TF | DIS-ETE-126 | SCHNEIDER | Homologado
| Eletrocentro |  | 1215071 | 35804 | - | ELETROCENTRO METÁLICO MODULAR (2,6 X 8,0 METROS) | INS 50.40.11_3 | SIEMENS | Homologado
| Eletrocentro |  | 1215071 | 35804 | - | ELETROCENTRO METÁLICO MODULAR (2,6 X 8,0 METROS) | INS 50.40.11_3 | ABB | Homologado
| Eletrocentro |  | 1215071 | 35804 | - | ELETROCENTRO METÁLICO MODULAR (2,6 X 8,0 METROS) | INS 50.40.11_3 | INCOTEQ | Homologado
| Eletrocentro |  | 1215071 | 35804 | - | ELETROCENTRO METÁLICO MODULAR (2,6 X 8,0 METROS) | INS 50.40.11_3 | POWER SOLUTIONS | Homologado
| Eletrocentro |  | 1215071 | 35804 | - | ELETROCENTRO METÁLICO MODULAR (2,6 X 8,0 METROS) | INS 50.40.11_3 | ORMAZABAL | Homologado
| Serviço de Pós Vendas | Serviço de Pós Vendas para Transformador de Potência | - | - | - | - | - | BRASTRAFO | Homologado
| Serviço de Pós Vendas | Serviço de Pós Vendas para GIS/HIS | - | - | - | - | - | TSEA | Homologado
| Serviço de Pós Vendas | Serviço de Pós Vendas para Transformador de Potência | - | - | - | - | - | ENGELETRA COM. E SERV | Homologado
| Serviço de Pós Vendas | Serviço de Pós Vendas para Transformador de Potência | - | - | - | - | - | POTENCIAL | Homologado
| Serviço de Pós Vendas | Serviço de Pós Vendas para Transformador de Potência | - | - | - | - | - | POWER EGN | Homologado
| Serviço de Pós Vendas | Serviço de Pós Vendas para Transformador de Potência | - | - | - | - | - | TDM | Homologado
| Serviço de Pós Vendas | Serviço de Pós Vendas para Transformador de Potência | - | - | - | - | - | ENGEMAG | Homologado
| Serviço de Pós Vendas | Serviço de Pós Vendas para Transformador de Potência | - | - | - | - | - | VENCER ENGENHARIA | Homologado
| Estruturas Metálicas | Estruturas Metálicas | 3210071 | - | - | COLUNA METAL P/ BARRAM PT 15KV - C1 | DIS-ETE-032 | CAW | Homologado
| Estruturas Metálicas | Estruturas Metálicas | 3210072 | - | - | COLUNA METAL P/ BARRAM PT 15KV - C2 | DIS-ETE-032 | CAW | Homologado
| Estruturas Metálicas | Estruturas Metálicas | 3210075 | - | - | COLUNA MET. CT 15kV - BAY 72-5KV - C5 | DIS-ETE-032 | CAW | Homologado
| Estruturas Metálicas | Estruturas Metálicas | 3210076 | - | - | COLUNA MET. CT-BAY 72-5KV - C6 | DIS-ETE-032 | CAW | Homologado
| Estruturas Metálicas | Estruturas Metálicas | 3211000 | - | - | RACK BANCO CAPACITOR W17- 41 | D-29271-A3 REV.05 (W17-41) | CAW | Homologado
| Estruturas Metálicas | Estruturas Metálicas | 3211013 | - | - | ESTRUTURA AÇO E1 | STO-61-2-EM-S6-006 Estrutura Principal E1 | CAW | Homologado
| Estruturas Metálicas | Estruturas Metálicas | 3211017 | - | - | SUPORTE MET. S3 CHAVE SEC 72-5KV-2415MM | DIS-ETE-032 | CAW | Homologado
| Estruturas Metálicas | Estruturas Metálicas | 3211024 | - | - | SUPORTE ACO TSA S9 | DIS-ETE-032 | CAW | Homologado
| Estruturas Metálicas | Estruturas Metálicas | 3211062 | - | - | ESTRUTURA METALICA 72-5KV - E2 | DIS-ETE-032 | CAW | Homologado
| Estruturas Metálicas | Estruturas Metálicas | 3211063 | - | - | ESTRUTURA MET. TUBULAR 6616MM BLIND. ATM | DIS-ETE-032 | CAW | Homologado
| Estruturas Metálicas | Estruturas Metálicas | 3211064 | - | - | Suporte metálico Para-raios 72-5 kV | DIS-ETE-032 | CAW | Homologado
| Estruturas Metálicas | Estruturas Metálicas | 3211065 | - | - | SUPORTE METALICO TP E TC 72-5KV | DIS-ETE-032 | CAW | Homologado
| Estruturas Metálicas | Estruturas Metálicas | 3211067 | - | - | Suporte metálico Seccionadora 72-5kV - 2930mm | DIS-ETE-032 | CAW | Homologado
| Estruturas Metálicas | Estruturas Metálicas | 3211068 | - | - | SUPORTE MET. BARRAMENTO 72-5KV - 4250MM | DIS-ETE-032 | CAW | Homologado
| Estruturas Metálicas | Estruturas Metálicas | 3211069 | - | - | SUPORTE MET. BARRAMENTO 72-5KV - 5750MM | DIS-ETE-032 | CAW | Homologado
| Estruturas Metálicas | Estruturas Metálicas | 3211070 | - | - | SUPORTE METALICO TP 15KV | DIS-ETE-032 | CAW | Homologado
| Estruturas Metálicas | Estruturas Metálicas | 3211071 | - | - | SUPORTE METALICO TC 15KV | DIS-ETE-032 | CAW | Homologado
| Estruturas Metálicas | Estruturas Metálicas | 3211072 | - | - | ESTRUTURA METALICA TUBULAR 2000MM | DIS-ETE-032 | CAW | Homologado
| Estruturas Metálicas | Estruturas Metálicas | 3211073 | - | - | SUPORTE MET. 03 ISOL. 72-5KV - 2800MM | DIS-ETE-032 | CAW | Homologado
| Estruturas Metálicas | Estruturas Metálicas | 3211074 | - | - | SUPORTE MET. 03 ISOLADORES 15KV - 2700MM | DIS-ETE-032 | CAW | Homologado
| Estruturas Metálicas | Estruturas Metálicas | 3211075 | - | - | SUPORTE MET. 01 ISOLADOR 72-5KV - 2800MM | DIS-ETE-032 | CAW | Homologado
| Estruturas Metálicas | Estruturas Metálicas | 3231028 | - | - | VIGA AÇO V18 | STO-61-2-EM-S6-011 Viga estrutura principal tipo V18 | CAW | Homologado
| Estruturas Metálicas | Estruturas Metálicas | 3231031 | - | - | VIGA METALICA BARRA PT 15KV - V1 | DIS-ETE-032 | CAW | Homologado
| Estruturas Metálicas | Estruturas Metálicas | 3231032 | - | - | VIGA METALICA BARRA PT 15KV - V2 | DIS-ETE-032 | CAW | Homologado
| Estruturas Metálicas | Estruturas Metálicas | 3231033 | - | - | VIGA METALICA BARRA PT 15KV - V3 | DIS-ETE-032 | CAW | Homologado
| Estruturas Metálicas | Estruturas Metálicas | 3231034 | - | - | VIGA METALICA BARRA PT 15KV - V4 | DIS-ETE-032 | CAW | Homologado
| Estruturas Metálicas | Estruturas Metálicas | 3231035 | - | - | VIGA METALICA BARRA PT 15KV - V5 | DIS-ETE-032 | CAW | Homologado
| Estruturas Metálicas | Estruturas Metálicas | 3231036 | - | - | VIGA METALICA BARRA PT 15KV - V6 | DIS-ETE-032 | CAW | Homologado
| Estruturas Metálicas | Estruturas Metálicas | 3231037 | - | - | VIGA METALICA BARRA PT 15KV - V7 | DIS-ETE-032 | CAW | Homologado
| Estruturas Metálicas | Estruturas Metálicas | 3231038 | - | - | VIGA METALICA BARRA PT 15KV - V8 | DIS-ETE-032 | CAW | Homologado
| Estruturas Metálicas | Estruturas Metálicas | 3231039 | - | - | VIGA METALICA BARRA PT 15KV - V9 | DIS-ETE-032 | CAW | Homologado
| Estruturas Metálicas | Estruturas Metálicas | 3231040 | - | - | VIGA METALICA BARRA PT 15KV - V10 | DIS-ETE-032 | CAW | Homologado
| Estruturas Metálicas | Estruturas Metálicas | 3231041 | - | - | VIGA METALICA BARRA PT 15KV - V11 | DIS-ETE-032 | CAW | Homologado
| Estruturas Metálicas | Estruturas Metálicas | 3231042 | - | - | VIGA METALICA BARRA PT 15KV - V12 | DIS-ETE-032 | CAW | Homologado
| Estruturas Metálicas | Estruturas Metálicas | 3231043 | - | - | VIGA METALICA CT 15KV - V13 | DIS-ETE-032 | CAW | Homologado
| Estruturas Metálicas | Estruturas Metálicas | 3231044 | - | - | VIGA METALICA CT 15KV - V14 | DIS-ETE-032 | CAW | Homologado
| Estruturas Metálicas | Estruturas Metálicas | 3231045 | - | - | VIGA METALICA BAY 72-5KV - V15 | DIS-ETE-032 | CAW | Homologado
| Estruturas Metálicas | Estruturas Metálicas | 3231046 | - | - | VIGA METALICA 72-5KV - V16 | DIS-ETE-032 | CAW | Homologado
| Estruturas Metálicas | Estruturas Metálicas | 3211079 | - | - | ESTRUTURA SUPORTE METALICA SETOR MT TRAF | DIS-ETE-032 | CAW | Homologado
| Estruturas Metálicas | Estruturas Metálicas | 3211043 | - | - | ESTRUTURA SUPORTE CONEXAO SE MOVEL | DIS-ETE-032 | CAW | Homologado
| Estruturas Metálicas | Estruturas Metálicas | 3211077 | - | - | SUPORTE METALICO CHAVE SEC VR 72,5KV | DIS-ETE-032 | CAW | Homologado
| Estruturas Metálicas | Estruturas Metálicas | 3211078 | - | - | ESTRUTURA SUPORTE METALICA 02 TSA | DIS-ETE-032 | CAW | Homologado
| Estruturas Metálicas | Estruturas Metálicas | 3210071 | - | - | COLUNA METAL P/ BARRAM PT 15KV - C1 | DIS-ETE-032 | FERGEL | Homologado
| Estruturas Metálicas | Estruturas Metálicas | 3210072 | - | - | COLUNA METAL P/ BARRAM PT 15KV - C2 | DIS-ETE-032 | FERGEL | Homologado
| Estruturas Metálicas | Estruturas Metálicas | 3210075 | - | - | COLUNA MET. CT 15kV - BAY 72-5KV - C5 | DIS-ETE-032 | FERGEL | Homologado
| Estruturas Metálicas | Estruturas Metálicas | 3210076 | - | - | COLUNA MET. CT-BAY 72-5KV - C6 | DIS-ETE-032 | FERGEL | Homologado
| Estruturas Metálicas | Estruturas Metálicas | 3211000 | - | - | RACK BANCO CAPACITOR W17- 41 | D-29271-A3 REV.05 (W17-41) | FERGEL | Homologado
| Estruturas Metálicas | Estruturas Metálicas | 3211013 | - | - | ESTRUTURA AÇO E1 | STO-61-2-EM-S6-006 Estrutura Principal E1 | FERGEL | Homologado
| Estruturas Metálicas | Estruturas Metálicas | 3211017 | - | - | SUPORTE MET. S3 CHAVE SEC 72-5KV-2415MM | DIS-ETE-032 | FERGEL | Homologado
| Estruturas Metálicas | Estruturas Metálicas | 3211024 | - | - | SUPORTE ACO TSA S9 | DIS-ETE-032 | FERGEL | Homologado
| Estruturas Metálicas | Estruturas Metálicas | 3211062 | - | - | ESTRUTURA METALICA 72-5KV - E2 | DIS-ETE-032 | FERGEL | Homologado
| Estruturas Metálicas | Estruturas Metálicas | 3211063 | - | - | ESTRUTURA MET. TUBULAR 6616MM BLIND. ATM | DIS-ETE-032 | FERGEL | Homologado
| Estruturas Metálicas | Estruturas Metálicas | 3211064 | - | - | Suporte metálico Para-raios 72-5 kV | DIS-ETE-032 | FERGEL | Homologado
| Estruturas Metálicas | Estruturas Metálicas | 3211065 | - | - | SUPORTE METALICO TP E TC 72-5KV | DIS-ETE-032 | FERGEL | Homologado
| Estruturas Metálicas | Estruturas Metálicas | 3211067 | - | - | Suporte metálico Seccionadora 72-5kV - 2930mm | DIS-ETE-032 | FERGEL | Homologado
| Estruturas Metálicas | Estruturas Metálicas | 3211068 | - | - | SUPORTE MET. BARRAMENTO 72-5KV - 4250MM | DIS-ETE-032 | FERGEL | Homologado
| Estruturas Metálicas | Estruturas Metálicas | 3211069 | - | - | SUPORTE MET. BARRAMENTO 72-5KV - 5750MM | DIS-ETE-032 | FERGEL | Homologado
| Estruturas Metálicas | Estruturas Metálicas | 3211070 | - | - | SUPORTE METALICO TP 15KV | DIS-ETE-032 | FERGEL | Homologado
| Estruturas Metálicas | Estruturas Metálicas | 3211071 | - | - | SUPORTE METALICO TC 15KV | DIS-ETE-032 | FERGEL | Homologado
| Estruturas Metálicas | Estruturas Metálicas | 3211072 | - | - | ESTRUTURA METALICA TUBULAR 2000MM | DIS-ETE-032 | FERGEL | Homologado
| Estruturas Metálicas | Estruturas Metálicas | 3211073 | - | - | SUPORTE MET. 03 ISOL. 72-5KV - 2800MM | DIS-ETE-032 | FERGEL | Homologado
| Estruturas Metálicas | Estruturas Metálicas | 3211074 | - | - | SUPORTE MET. 03 ISOLADORES 15KV - 2700MM | DIS-ETE-032 | FERGEL | Homologado
| Estruturas Metálicas | Estruturas Metálicas | 3211075 | - | - | SUPORTE MET. 01 ISOLADOR 72-5KV - 2800MM | DIS-ETE-032 | FERGEL | Homologado
| Estruturas Metálicas | Estruturas Metálicas | 3231028 | - | - | VIGA AÇO V18 | STO-61-2-EM-S6-011 Viga estrutura principal tipo V18 | FERGEL | Homologado
| Estruturas Metálicas | Estruturas Metálicas | 3231031 | - | - | VIGA METALICA BARRA PT 15KV - V1 | DIS-ETE-032 | FERGEL | Homologado
| Estruturas Metálicas | Estruturas Metálicas | 3231032 | - | - | VIGA METALICA BARRA PT 15KV - V2 | DIS-ETE-032 | FERGEL | Homologado
| Estruturas Metálicas | Estruturas Metálicas | 3231033 | - | - | VIGA METALICA BARRA PT 15KV - V3 | DIS-ETE-032 | FERGEL | Homologado
| Estruturas Metálicas | Estruturas Metálicas | 3231034 | - | - | VIGA METALICA BARRA PT 15KV - V4 | DIS-ETE-032 | FERGEL | Homologado
| Estruturas Metálicas | Estruturas Metálicas | 3231035 | - | - | VIGA METALICA BARRA PT 15KV - V5 | DIS-ETE-032 | FERGEL | Homologado
| Estruturas Metálicas | Estruturas Metálicas | 3231036 | - | - | VIGA METALICA BARRA PT 15KV - V6 | DIS-ETE-032 | FERGEL | Homologado
| Estruturas Metálicas | Estruturas Metálicas | 3231037 | - | - | VIGA METALICA BARRA PT 15KV - V7 | DIS-ETE-032 | FERGEL | Homologado
| Estruturas Metálicas | Estruturas Metálicas | 3231038 | - | - | VIGA METALICA BARRA PT 15KV - V8 | DIS-ETE-032 | FERGEL | Homologado
| Estruturas Metálicas | Estruturas Metálicas | 3231039 | - | - | VIGA METALICA BARRA PT 15KV - V9 | DIS-ETE-032 | FERGEL | Homologado
| Estruturas Metálicas | Estruturas Metálicas | 3231040 | - | - | VIGA METALICA BARRA PT 15KV - V10 | DIS-ETE-032 | FERGEL | Homologado
| Estruturas Metálicas | Estruturas Metálicas | 3231041 | - | - | VIGA METALICA BARRA PT 15KV - V11 | DIS-ETE-032 | FERGEL | Homologado
| Estruturas Metálicas | Estruturas Metálicas | 3231042 | - | - | VIGA METALICA BARRA PT 15KV - V12 | DIS-ETE-032 | FERGEL | Homologado
| Estruturas Metálicas | Estruturas Metálicas | 3231043 | - | - | VIGA METALICA CT 15KV - V13 | DIS-ETE-032 | FERGEL | Homologado
| Estruturas Metálicas | Estruturas Metálicas | 3231044 | - | - | VIGA METALICA CT 15KV - V14 | DIS-ETE-032 | FERGEL | Homologado
| Estruturas Metálicas | Estruturas Metálicas | 3231045 | - | - | VIGA METALICA BAY 72-5KV - V15 | DIS-ETE-032 | FERGEL | Homologado
| Estruturas Metálicas | Estruturas Metálicas | 3231046 | - | - | VIGA METALICA 72-5KV - V16 | DIS-ETE-032 | FERGEL | Homologado
| Estruturas Metálicas | Estruturas Metálicas | 3211079 | - | - | ESTRUTURA SUPORTE METALICA SETOR MT TRAF | DIS-ETE-032 | FERGEL | Homologado
| Estruturas Metálicas | Estruturas Metálicas | 3211043 | - | - | ESTRUTURA SUPORTE CONEXAO SE MOVEL | DIS-ETE-032 | FERGEL | Homologado
| Estruturas Metálicas | Estruturas Metálicas | 3211077 | - | - | SUPORTE METALICO CHAVE SEC VR 72,5KV | DIS-ETE-032 | FERGEL | Homologado
| Estruturas Metálicas | Estruturas Metálicas | 3211078 | - | - | ESTRUTURA SUPORTE METALICA 02 TSA | DIS-ETE-032 | FERGEL | Homologado
| Estruturas Metálicas | Estruturas Metálicas | 3210071 | - | - | COLUNA METAL P/ BARRAM PT 15KV - C1 | DIS-ETE-032 | FLEXIPAR | Homologado
| Estruturas Metálicas | Estruturas Metálicas | 3210072 | - | - | COLUNA METAL P/ BARRAM PT 15KV - C2 | DIS-ETE-032 | FLEXIPAR | Homologado
| Estruturas Metálicas | Estruturas Metálicas | 3210075 | - | - | COLUNA MET. CT 15kV - BAY 72-5KV - C5 | DIS-ETE-032 | FLEXIPAR | Homologado
| Estruturas Metálicas | Estruturas Metálicas | 3210076 | - | - | COLUNA MET. CT-BAY 72-5KV - C6 | DIS-ETE-032 | FLEXIPAR | Homologado
| Estruturas Metálicas | Estruturas Metálicas | 3211000 | - | - | RACK BANCO CAPACITOR W17- 41 | D-29271-A3 REV.05 (W17-41) | FLEXIPAR | Homologado
| Estruturas Metálicas | Estruturas Metálicas | 3211013 | - | - | ESTRUTURA AÇO E1 | STO-61-2-EM-S6-006 Estrutura Principal E1 | FLEXIPAR | Homologado
| Estruturas Metálicas | Estruturas Metálicas | 3211017 | - | - | SUPORTE MET. S3 CHAVE SEC 72-5KV-2415MM | DIS-ETE-032 | FLEXIPAR | Homologado
| Estruturas Metálicas | Estruturas Metálicas | 3211024 | - | - | SUPORTE ACO TSA S9 | DIS-ETE-032 | FLEXIPAR | Homologado
| Estruturas Metálicas | Estruturas Metálicas | 3211062 | - | - | ESTRUTURA METALICA 72-5KV - E2 | DIS-ETE-032 | FLEXIPAR | Homologado
| Estruturas Metálicas | Estruturas Metálicas | 3211063 | - | - | ESTRUTURA MET. TUBULAR 6616MM BLIND. ATM | DIS-ETE-032 | FLEXIPAR | Homologado
| Estruturas Metálicas | Estruturas Metálicas | 3211064 | - | - | Suporte metálico Para-raios 72-5 kV | DIS-ETE-032 | FLEXIPAR | Homologado
| Estruturas Metálicas | Estruturas Metálicas | 3211065 | - | - | SUPORTE METALICO TP E TC 72-5KV | DIS-ETE-032 | FLEXIPAR | Homologado
| Estruturas Metálicas | Estruturas Metálicas | 3211067 | - | - | Suporte metálico Seccionadora 72-5kV - 2930mm | DIS-ETE-032 | FLEXIPAR | Homologado
| Estruturas Metálicas | Estruturas Metálicas | 3211068 | - | - | SUPORTE MET. BARRAMENTO 72-5KV - 4250MM | DIS-ETE-032 | FLEXIPAR | Homologado
| Estruturas Metálicas | Estruturas Metálicas | 3211069 | - | - | SUPORTE MET. BARRAMENTO 72-5KV - 5750MM | DIS-ETE-032 | FLEXIPAR | Homologado
| Estruturas Metálicas | Estruturas Metálicas | 3211070 | - | - | SUPORTE METALICO TP 15KV | DIS-ETE-032 | FLEXIPAR | Homologado
| Estruturas Metálicas | Estruturas Metálicas | 3211071 | - | - | SUPORTE METALICO TC 15KV | DIS-ETE-032 | FLEXIPAR | Homologado
| Estruturas Metálicas | Estruturas Metálicas | 3211072 | - | - | ESTRUTURA METALICA TUBULAR 2000MM | DIS-ETE-032 | FLEXIPAR | Homologado
| Estruturas Metálicas | Estruturas Metálicas | 3211073 | - | - | SUPORTE MET. 03 ISOL. 72-5KV - 2800MM | DIS-ETE-032 | FLEXIPAR | Homologado
| Estruturas Metálicas | Estruturas Metálicas | 3211074 | - | - | SUPORTE MET. 03 ISOLADORES 15KV - 2700MM | DIS-ETE-032 | FLEXIPAR | Homologado
| Estruturas Metálicas | Estruturas Metálicas | 3211075 | - | - | SUPORTE MET. 01 ISOLADOR 72-5KV - 2800MM | DIS-ETE-032 | FLEXIPAR | Homologado
| Estruturas Metálicas | Estruturas Metálicas | 3231028 | - | - | VIGA AÇO V18 | STO-61-2-EM-S6-011 Viga estrutura principal tipo V18 | FLEXIPAR | Homologado
| Estruturas Metálicas | Estruturas Metálicas | 3231031 | - | - | VIGA METALICA BARRA PT 15KV - V1 | DIS-ETE-032 | FLEXIPAR | Homologado
| Estruturas Metálicas | Estruturas Metálicas | 3231032 | - | - | VIGA METALICA BARRA PT 15KV - V2 | DIS-ETE-032 | FLEXIPAR | Homologado
| Estruturas Metálicas | Estruturas Metálicas | 3231033 | - | - | VIGA METALICA BARRA PT 15KV - V3 | DIS-ETE-032 | FLEXIPAR | Homologado
| Estruturas Metálicas | Estruturas Metálicas | 3231034 | - | - | VIGA METALICA BARRA PT 15KV - V4 | DIS-ETE-032 | FLEXIPAR | Homologado
| Estruturas Metálicas | Estruturas Metálicas | 3231035 | - | - | VIGA METALICA BARRA PT 15KV - V5 | DIS-ETE-032 | FLEXIPAR | Homologado
| Estruturas Metálicas | Estruturas Metálicas | 3231036 | - | - | VIGA METALICA BARRA PT 15KV - V6 | DIS-ETE-032 | FLEXIPAR | Homologado
| Estruturas Metálicas | Estruturas Metálicas | 3231037 | - | - | VIGA METALICA BARRA PT 15KV - V7 | DIS-ETE-032 | FLEXIPAR | Homologado
| Estruturas Metálicas | Estruturas Metálicas | 3231038 | - | - | VIGA METALICA BARRA PT 15KV - V8 | DIS-ETE-032 | FLEXIPAR | Homologado
| Estruturas Metálicas | Estruturas Metálicas | 3231039 | - | - | VIGA METALICA BARRA PT 15KV - V9 | DIS-ETE-032 | FLEXIPAR | Homologado
| Estruturas Metálicas | Estruturas Metálicas | 3231040 | - | - | VIGA METALICA BARRA PT 15KV - V10 | DIS-ETE-032 | FLEXIPAR | Homologado
| Estruturas Metálicas | Estruturas Metálicas | 3231041 | - | - | VIGA METALICA BARRA PT 15KV - V11 | DIS-ETE-032 | FLEXIPAR | Homologado
| Estruturas Metálicas | Estruturas Metálicas | 3231042 | - | - | VIGA METALICA BARRA PT 15KV - V12 | DIS-ETE-032 | FLEXIPAR | Homologado
| Estruturas Metálicas | Estruturas Metálicas | 3231043 | - | - | VIGA METALICA CT 15KV - V13 | DIS-ETE-032 | FLEXIPAR | Homologado
| Estruturas Metálicas | Estruturas Metálicas | 3231044 | - | - | VIGA METALICA CT 15KV - V14 | DIS-ETE-032 | FLEXIPAR | Homologado
| Estruturas Metálicas | Estruturas Metálicas | 3231045 | - | - | VIGA METALICA BAY 72-5KV - V15 | DIS-ETE-032 | FLEXIPAR | Homologado
| Estruturas Metálicas | Estruturas Metálicas | 3231046 | - | - | VIGA METALICA 72-5KV - V16 | DIS-ETE-032 | FLEXIPAR | Homologado
| Estruturas Metálicas | Estruturas Metálicas | 3211079 | - | - | ESTRUTURA SUPORTE METALICA SETOR MT TRAF | DIS-ETE-032 | FLEXIPAR | Homologado
| Estruturas Metálicas | Estruturas Metálicas | 3211043 | - | - | ESTRUTURA SUPORTE CONEXAO SE MOVEL | DIS-ETE-032 | FLEXIPAR | Homologado
| Estruturas Metálicas | Estruturas Metálicas | 3211077 | - | - | SUPORTE METALICO CHAVE SEC VR 72,5KV | DIS-ETE-032 | FLEXIPAR | Homologado
| Estruturas Metálicas | Estruturas Metálicas | 3211078 | - | - | ESTRUTURA SUPORTE METALICA 02 TSA | DIS-ETE-032 | FLEXIPAR | Homologado
| Estruturas Metálicas | Estruturas Metálicas | 3210071 | - | - | COLUNA METAL P/ BARRAM PT 15KV - C1 | DIS-ETE-032 | SGE | Homologado
| Estruturas Metálicas | Estruturas Metálicas | 3210072 | - | - | COLUNA METAL P/ BARRAM PT 15KV - C2 | DIS-ETE-032 | SGE | Homologado
| Estruturas Metálicas | Estruturas Metálicas | 3210075 | - | - | COLUNA MET. CT 15kV - BAY 72-5KV - C5 | DIS-ETE-032 | SGE | Homologado
| Estruturas Metálicas | Estruturas Metálicas | 3210076 | - | - | COLUNA MET. CT-BAY 72-5KV - C6 | DIS-ETE-032 | SGE | Homologado
| Estruturas Metálicas | Estruturas Metálicas | 3211000 | - | - | RACK BANCO CAPACITOR W17- 41 | D-29271-A3 REV.05 (W17-41) | SGE | Homologado
| Estruturas Metálicas | Estruturas Metálicas | 3211013 | - | - | ESTRUTURA AÇO E1 | STO-61-2-EM-S6-006 Estrutura Principal E1 | SGE | Homologado
| Estruturas Metálicas | Estruturas Metálicas | 3211017 | - | - | SUPORTE MET. S3 CHAVE SEC 72-5KV-2415MM | DIS-ETE-032 | SGE | Homologado
| Estruturas Metálicas | Estruturas Metálicas | 3211024 | - | - | SUPORTE ACO TSA S9 | DIS-ETE-032 | SGE | Homologado
| Estruturas Metálicas | Estruturas Metálicas | 3211062 | - | - | ESTRUTURA METALICA 72-5KV - E2 | DIS-ETE-032 | SGE | Homologado
| Estruturas Metálicas | Estruturas Metálicas | 3211063 | - | - | ESTRUTURA MET. TUBULAR 6616MM BLIND. ATM | DIS-ETE-032 | SGE | Homologado
| Estruturas Metálicas | Estruturas Metálicas | 3211064 | - | - | Suporte metálico Para-raios 72-5 kV | DIS-ETE-032 | SGE | Homologado
| Estruturas Metálicas | Estruturas Metálicas | 3211065 | - | - | SUPORTE METALICO TP E TC 72-5KV | DIS-ETE-032 | SGE | Homologado
| Estruturas Metálicas | Estruturas Metálicas | 3211067 | - | - | Suporte metálico Seccionadora 72-5kV - 2930mm | DIS-ETE-032 | SGE | Homologado
| Estruturas Metálicas | Estruturas Metálicas | 3211068 | - | - | SUPORTE MET. BARRAMENTO 72-5KV - 4250MM | DIS-ETE-032 | SGE | Homologado
| Estruturas Metálicas | Estruturas Metálicas | 3211069 | - | - | SUPORTE MET. BARRAMENTO 72-5KV - 5750MM | DIS-ETE-032 | SGE | Homologado
| Estruturas Metálicas | Estruturas Metálicas | 3211070 | - | - | SUPORTE METALICO TP 15KV | DIS-ETE-032 | SGE | Homologado
| Estruturas Metálicas | Estruturas Metálicas | 3211071 | - | - | SUPORTE METALICO TC 15KV | DIS-ETE-032 | SGE | Homologado
| Estruturas Metálicas | Estruturas Metálicas | 3211072 | - | - | ESTRUTURA METALICA TUBULAR 2000MM | DIS-ETE-032 | SGE | Homologado
| Estruturas Metálicas | Estruturas Metálicas | 3211073 | - | - | SUPORTE MET. 03 ISOL. 72-5KV - 2800MM | DIS-ETE-032 | SGE | Homologado
| Estruturas Metálicas | Estruturas Metálicas | 3211074 | - | - | SUPORTE MET. 03 ISOLADORES 15KV - 2700MM | DIS-ETE-032 | SGE | Homologado
| Estruturas Metálicas | Estruturas Metálicas | 3211075 | - | - | SUPORTE MET. 01 ISOLADOR 72-5KV - 2800MM | DIS-ETE-032 | SGE | Homologado
| Estruturas Metálicas | Estruturas Metálicas | 3231028 | - | - | VIGA AÇO V18 | STO-61-2-EM-S6-011 Viga estrutura principal tipo V18 | SGE | Homologado
| Estruturas Metálicas | Estruturas Metálicas | 3231031 | - | - | VIGA METALICA BARRA PT 15KV - V1 | DIS-ETE-032 | SGE | Homologado
| Estruturas Metálicas | Estruturas Metálicas | 3231032 | - | - | VIGA METALICA BARRA PT 15KV - V2 | DIS-ETE-032 | SGE | Homologado
| Estruturas Metálicas | Estruturas Metálicas | 3231033 | - | - | VIGA METALICA BARRA PT 15KV - V3 | DIS-ETE-032 | SGE | Homologado
| Estruturas Metálicas | Estruturas Metálicas | 3231034 | - | - | VIGA METALICA BARRA PT 15KV - V4 | DIS-ETE-032 | SGE | Homologado
| Estruturas Metálicas | Estruturas Metálicas | 3231035 | - | - | VIGA METALICA BARRA PT 15KV - V5 | DIS-ETE-032 | SGE | Homologado
| Estruturas Metálicas | Estruturas Metálicas | 3231036 | - | - | VIGA METALICA BARRA PT 15KV - V6 | DIS-ETE-032 | SGE | Homologado
| Estruturas Metálicas | Estruturas Metálicas | 3231037 | - | - | VIGA METALICA BARRA PT 15KV - V7 | DIS-ETE-032 | SGE | Homologado
| Estruturas Metálicas | Estruturas Metálicas | 3231038 | - | - | VIGA METALICA BARRA PT 15KV - V8 | DIS-ETE-032 | SGE | Homologado
| Estruturas Metálicas | Estruturas Metálicas | 3231039 | - | - | VIGA METALICA BARRA PT 15KV - V9 | DIS-ETE-032 | SGE | Homologado
| Estruturas Metálicas | Estruturas Metálicas | 3231040 | - | - | VIGA METALICA BARRA PT 15KV - V10 | DIS-ETE-032 | SGE | Homologado
| Estruturas Metálicas | Estruturas Metálicas | 3231041 | - | - | VIGA METALICA BARRA PT 15KV - V11 | DIS-ETE-032 | SGE | Homologado
| Estruturas Metálicas | Estruturas Metálicas | 3231042 | - | - | VIGA METALICA BARRA PT 15KV - V12 | DIS-ETE-032 | SGE | Homologado
| Estruturas Metálicas | Estruturas Metálicas | 3231043 | - | - | VIGA METALICA CT 15KV - V13 | DIS-ETE-032 | SGE | Homologado
| Estruturas Metálicas | Estruturas Metálicas | 3231044 | - | - | VIGA METALICA CT 15KV - V14 | DIS-ETE-032 | SGE | Homologado
| Estruturas Metálicas | Estruturas Metálicas | 3231045 | - | - | VIGA METALICA BAY 72-5KV - V15 | DIS-ETE-032 | SGE | Homologado
| Estruturas Metálicas | Estruturas Metálicas | 3231046 | - | - | VIGA METALICA 72-5KV - V16 | DIS-ETE-032 | SGE | Homologado
| Estruturas Metálicas | Estruturas Metálicas | 3211079 | - | - | ESTRUTURA SUPORTE METALICA SETOR MT TRAF | DIS-ETE-032 | SGE | Homologado
| Estruturas Metálicas | Estruturas Metálicas | 3211043 | - | - | ESTRUTURA SUPORTE CONEXAO SE MOVEL | DIS-ETE-032 | SGE | Homologado
| Estruturas Metálicas | Estruturas Metálicas | 3211077 | - | - | SUPORTE METALICO CHAVE SEC VR 72,5KV | DIS-ETE-032 | SGE | Homologado
| Estruturas Metálicas | Estruturas Metálicas | 3211078 | - | - | ESTRUTURA SUPORTE METALICA 02 TSA | DIS-ETE-032 | SGE | Homologado
| Estruturas Metálicas | Estruturas Metálicas | 3210071 | - | - | COLUNA METAL P/ BARRAM PT 15KV - C1 | DIS-ETE-032 | BRAFER | Homologado
| Estruturas Metálicas | Estruturas Metálicas | 3210072 | - | - | COLUNA METAL P/ BARRAM PT 15KV - C2 | DIS-ETE-032 | BRAFER | Homologado
| Estruturas Metálicas | Estruturas Metálicas | 3210075 | - | - | COLUNA MET. CT 15kV - BAY 72-5KV - C5 | DIS-ETE-032 | BRAFER | Homologado
| Estruturas Metálicas | Estruturas Metálicas | 3210076 | - | - | COLUNA MET. CT-BAY 72-5KV - C6 | DIS-ETE-032 | BRAFER | Homologado
| Estruturas Metálicas | Estruturas Metálicas | 3211000 | - | - | RACK BANCO CAPACITOR W17- 41 | D-29271-A3 REV.05 (W17-41) | BRAFER | Homologado
| Estruturas Metálicas | Estruturas Metálicas | 3211013 | - | - | ESTRUTURA AÇO E1 | STO-61-2-EM-S6-006 Estrutura Principal E1 | BRAFER | Homologado
| Estruturas Metálicas | Estruturas Metálicas | 3211017 | - | - | SUPORTE MET. S3 CHAVE SEC 72-5KV-2415MM | DIS-ETE-032 | BRAFER | Homologado
| Estruturas Metálicas | Estruturas Metálicas | 3211024 | - | - | SUPORTE ACO TSA S9 | DIS-ETE-032 | BRAFER | Homologado
| Estruturas Metálicas | Estruturas Metálicas | 3211062 | - | - | ESTRUTURA METALICA 72-5KV - E2 | DIS-ETE-032 | BRAFER | Homologado
| Estruturas Metálicas | Estruturas Metálicas | 3211063 | - | - | ESTRUTURA MET. TUBULAR 6616MM BLIND. ATM | DIS-ETE-032 | BRAFER | Homologado
| Estruturas Metálicas | Estruturas Metálicas | 3211064 | - | - | Suporte metálico Para-raios 72-5 kV | DIS-ETE-032 | BRAFER | Homologado
| Estruturas Metálicas | Estruturas Metálicas | 3211065 | - | - | SUPORTE METALICO TP E TC 72-5KV | DIS-ETE-032 | BRAFER | Homologado
| Estruturas Metálicas | Estruturas Metálicas | 3211067 | - | - | Suporte metálico Seccionadora 72-5kV - 2930mm | DIS-ETE-032 | BRAFER | Homologado
| Estruturas Metálicas | Estruturas Metálicas | 3211068 | - | - | SUPORTE MET. BARRAMENTO 72-5KV - 4250MM | DIS-ETE-032 | BRAFER | Homologado
| Estruturas Metálicas | Estruturas Metálicas | 3211069 | - | - | SUPORTE MET. BARRAMENTO 72-5KV - 5750MM | DIS-ETE-032 | BRAFER | Homologado
| Estruturas Metálicas | Estruturas Metálicas | 3211070 | - | - | SUPORTE METALICO TP 15KV | DIS-ETE-032 | BRAFER | Homologado
| Estruturas Metálicas | Estruturas Metálicas | 3211071 | - | - | SUPORTE METALICO TC 15KV | DIS-ETE-032 | BRAFER | Homologado
| Estruturas Metálicas | Estruturas Metálicas | 3211072 | - | - | ESTRUTURA METALICA TUBULAR 2000MM | DIS-ETE-032 | BRAFER | Homologado
| Estruturas Metálicas | Estruturas Metálicas | 3211073 | - | - | SUPORTE MET. 03 ISOL. 72-5KV - 2800MM | DIS-ETE-032 | BRAFER | Homologado
| Estruturas Metálicas | Estruturas Metálicas | 3211074 | - | - | SUPORTE MET. 03 ISOLADORES 15KV - 2700MM | DIS-ETE-032 | BRAFER | Homologado
| Estruturas Metálicas | Estruturas Metálicas | 3211075 | - | - | SUPORTE MET. 01 ISOLADOR 72-5KV - 2800MM | DIS-ETE-032 | BRAFER | Homologado
| Estruturas Metálicas | Estruturas Metálicas | 3231028 | - | - | VIGA AÇO V18 | STO-61-2-EM-S6-011 Viga estrutura principal tipo V18 | BRAFER | Homologado
| Estruturas Metálicas | Estruturas Metálicas | 3231031 | - | - | VIGA METALICA BARRA PT 15KV - V1 | DIS-ETE-032 | BRAFER | Homologado
| Estruturas Metálicas | Estruturas Metálicas | 3231032 | - | - | VIGA METALICA BARRA PT 15KV - V2 | DIS-ETE-032 | BRAFER | Homologado
| Estruturas Metálicas | Estruturas Metálicas | 3231033 | - | - | VIGA METALICA BARRA PT 15KV - V3 | DIS-ETE-032 | BRAFER | Homologado
| Estruturas Metálicas | Estruturas Metálicas | 3231034 | - | - | VIGA METALICA BARRA PT 15KV - V4 | DIS-ETE-032 | BRAFER | Homologado
| Estruturas Metálicas | Estruturas Metálicas | 3231035 | - | - | VIGA METALICA BARRA PT 15KV - V5 | DIS-ETE-032 | BRAFER | Homologado
| Estruturas Metálicas | Estruturas Metálicas | 3231036 | - | - | VIGA METALICA BARRA PT 15KV - V6 | DIS-ETE-032 | BRAFER | Homologado
| Estruturas Metálicas | Estruturas Metálicas | 3231037 | - | - | VIGA METALICA BARRA PT 15KV - V7 | DIS-ETE-032 | BRAFER | Homologado
| Estruturas Metálicas | Estruturas Metálicas | 3231038 | - | - | VIGA METALICA BARRA PT 15KV - V8 | DIS-ETE-032 | BRAFER | Homologado
| Estruturas Metálicas | Estruturas Metálicas | 3231039 | - | - | VIGA METALICA BARRA PT 15KV - V9 | DIS-ETE-032 | BRAFER | Homologado
| Estruturas Metálicas | Estruturas Metálicas | 3231040 | - | - | VIGA METALICA BARRA PT 15KV - V10 | DIS-ETE-032 | BRAFER | Homologado
| Estruturas Metálicas | Estruturas Metálicas | 3231041 | - | - | VIGA METALICA BARRA PT 15KV - V11 | DIS-ETE-032 | BRAFER | Homologado
| Estruturas Metálicas | Estruturas Metálicas | 3231042 | - | - | VIGA METALICA BARRA PT 15KV - V12 | DIS-ETE-032 | BRAFER | Homologado
| Estruturas Metálicas | Estruturas Metálicas | 3231043 | - | - | VIGA METALICA CT 15KV - V13 | DIS-ETE-032 | BRAFER | Homologado
| Estruturas Metálicas | Estruturas Metálicas | 3231044 | - | - | VIGA METALICA CT 15KV - V14 | DIS-ETE-032 | BRAFER | Homologado
| Estruturas Metálicas | Estruturas Metálicas | 3231045 | - | - | VIGA METALICA BAY 72-5KV - V15 | DIS-ETE-032 | BRAFER | Homologado
| Estruturas Metálicas | Estruturas Metálicas | 3231046 | - | - | VIGA METALICA 72-5KV - V16 | DIS-ETE-032 | BRAFER | Homologado
| Estruturas Metálicas | Estruturas Metálicas | 3211079 | - | - | ESTRUTURA SUPORTE METALICA SETOR MT TRAF | DIS-ETE-032 | BRAFER | Homologado
| Estruturas Metálicas | Estruturas Metálicas | 3211043 | - | - | ESTRUTURA SUPORTE CONEXAO SE MOVEL | DIS-ETE-032 | BRAFER | Homologado
| Estruturas Metálicas | Estruturas Metálicas | 3211077 | - | - | SUPORTE METALICO CHAVE SEC VR 72,5KV | DIS-ETE-032 | BRAFER | Homologado
| Estruturas Metálicas | Estruturas Metálicas | 3211078 | - | - | ESTRUTURA SUPORTE METALICA 02 TSA | DIS-ETE-032 | BRAFER | Homologado
| Estruturas Metálicas | Estruturas Metálicas | 3210071 | - | - | COLUNA METAL P/ BARRAM PT 15KV - C1 | DIS-ETE-032 | BRAMETAL | Homologado
| Estruturas Metálicas | Estruturas Metálicas | 3210072 | - | - | COLUNA METAL P/ BARRAM PT 15KV - C2 | DIS-ETE-032 | BRAMETAL | Homologado
| Estruturas Metálicas | Estruturas Metálicas | 3210075 | - | - | COLUNA MET. CT 15kV - BAY 72-5KV - C5 | DIS-ETE-032 | BRAMETAL | Homologado
| Estruturas Metálicas | Estruturas Metálicas | 3210076 | - | - | COLUNA MET. CT-BAY 72-5KV - C6 | DIS-ETE-032 | BRAMETAL | Homologado
| Estruturas Metálicas | Estruturas Metálicas | 3211000 | - | - | RACK BANCO CAPACITOR W17- 41 | D-29271-A3 REV.05 (W17-41) | BRAMETAL | Homologado
| Estruturas Metálicas | Estruturas Metálicas | 3211013 | - | - | ESTRUTURA AÇO E1 | STO-61-2-EM-S6-006 Estrutura Principal E1 | BRAMETAL | Homologado
| Estruturas Metálicas | Estruturas Metálicas | 3211017 | - | - | SUPORTE MET. S3 CHAVE SEC 72-5KV-2415MM | DIS-ETE-032 | BRAMETAL | Homologado
| Estruturas Metálicas | Estruturas Metálicas | 3211024 | - | - | SUPORTE ACO TSA S9 | DIS-ETE-032 | BRAMETAL | Homologado
| Estruturas Metálicas | Estruturas Metálicas | 3211062 | - | - | ESTRUTURA METALICA 72-5KV - E2 | DIS-ETE-032 | BRAMETAL | Homologado
| Estruturas Metálicas | Estruturas Metálicas | 3211063 | - | - | ESTRUTURA MET. TUBULAR 6616MM BLIND. ATM | DIS-ETE-032 | BRAMETAL | Homologado
| Estruturas Metálicas | Estruturas Metálicas | 3211064 | - | - | Suporte metálico Para-raios 72-5 kV | DIS-ETE-032 | BRAMETAL | Homologado
| Estruturas Metálicas | Estruturas Metálicas | 3211065 | - | - | SUPORTE METALICO TP E TC 72-5KV | DIS-ETE-032 | BRAMETAL | Homologado
| Estruturas Metálicas | Estruturas Metálicas | 3211067 | - | - | Suporte metálico Seccionadora 72-5kV - 2930mm | DIS-ETE-032 | BRAMETAL | Homologado
| Estruturas Metálicas | Estruturas Metálicas | 3211068 | - | - | SUPORTE MET. BARRAMENTO 72-5KV - 4250MM | DIS-ETE-032 | BRAMETAL | Homologado
| Estruturas Metálicas | Estruturas Metálicas | 3211069 | - | - | SUPORTE MET. BARRAMENTO 72-5KV - 5750MM | DIS-ETE-032 | BRAMETAL | Homologado
| Estruturas Metálicas | Estruturas Metálicas | 3211070 | - | - | SUPORTE METALICO TP 15KV | DIS-ETE-032 | BRAMETAL | Homologado
| Estruturas Metálicas | Estruturas Metálicas | 3211071 | - | - | SUPORTE METALICO TC 15KV | DIS-ETE-032 | BRAMETAL | Homologado
| Estruturas Metálicas | Estruturas Metálicas | 3211072 | - | - | ESTRUTURA METALICA TUBULAR 2000MM | DIS-ETE-032 | BRAMETAL | Homologado
| Estruturas Metálicas | Estruturas Metálicas | 3211073 | - | - | SUPORTE MET. 03 ISOL. 72-5KV - 2800MM | DIS-ETE-032 | BRAMETAL | Homologado
| Estruturas Metálicas | Estruturas Metálicas | 3211074 | - | - | SUPORTE MET. 03 ISOLADORES 15KV - 2700MM | DIS-ETE-032 | BRAMETAL | Homologado
| Estruturas Metálicas | Estruturas Metálicas | 3211075 | - | - | SUPORTE MET. 01 ISOLADOR 72-5KV - 2800MM | DIS-ETE-032 | BRAMETAL | Homologado
| Estruturas Metálicas | Estruturas Metálicas | 3231028 | - | - | VIGA AÇO V18 | STO-61-2-EM-S6-011 Viga estrutura principal tipo V18 | BRAMETAL | Homologado
| Estruturas Metálicas | Estruturas Metálicas | 3231031 | - | - | VIGA METALICA BARRA PT 15KV - V1 | DIS-ETE-032 | BRAMETAL | Homologado
| Estruturas Metálicas | Estruturas Metálicas | 3231032 | - | - | VIGA METALICA BARRA PT 15KV - V2 | DIS-ETE-032 | BRAMETAL | Homologado
| Estruturas Metálicas | Estruturas Metálicas | 3231033 | - | - | VIGA METALICA BARRA PT 15KV - V3 | DIS-ETE-032 | BRAMETAL | Homologado
| Estruturas Metálicas | Estruturas Metálicas | 3231034 | - | - | VIGA METALICA BARRA PT 15KV - V4 | DIS-ETE-032 | BRAMETAL | Homologado
| Estruturas Metálicas | Estruturas Metálicas | 3231035 | - | - | VIGA METALICA BARRA PT 15KV - V5 | DIS-ETE-032 | BRAMETAL | Homologado
| Estruturas Metálicas | Estruturas Metálicas | 3231036 | - | - | VIGA METALICA BARRA PT 15KV - V6 | DIS-ETE-032 | BRAMETAL | Homologado
| Estruturas Metálicas | Estruturas Metálicas | 3231037 | - | - | VIGA METALICA BARRA PT 15KV - V7 | DIS-ETE-032 | BRAMETAL | Homologado
| Estruturas Metálicas | Estruturas Metálicas | 3231038 | - | - | VIGA METALICA BARRA PT 15KV - V8 | DIS-ETE-032 | BRAMETAL | Homologado
| Estruturas Metálicas | Estruturas Metálicas | 3231039 | - | - | VIGA METALICA BARRA PT 15KV - V9 | DIS-ETE-032 | BRAMETAL | Homologado
| Estruturas Metálicas | Estruturas Metálicas | 3231040 | - | - | VIGA METALICA BARRA PT 15KV - V10 | DIS-ETE-032 | BRAMETAL | Homologado
| Estruturas Metálicas | Estruturas Metálicas | 3231041 | - | - | VIGA METALICA BARRA PT 15KV - V11 | DIS-ETE-032 | BRAMETAL | Homologado
| Estruturas Metálicas | Estruturas Metálicas | 3231042 | - | - | VIGA METALICA BARRA PT 15KV - V12 | DIS-ETE-032 | BRAMETAL | Homologado
| Estruturas Metálicas | Estruturas Metálicas | 3231043 | - | - | VIGA METALICA CT 15KV - V13 | DIS-ETE-032 | BRAMETAL | Homologado
| Estruturas Metálicas | Estruturas Metálicas | 3231044 | - | - | VIGA METALICA CT 15KV - V14 | DIS-ETE-032 | BRAMETAL | Homologado
| Estruturas Metálicas | Estruturas Metálicas | 3231045 | - | - | VIGA METALICA BAY 72-5KV - V15 | DIS-ETE-032 | BRAMETAL | Homologado
| Estruturas Metálicas | Estruturas Metálicas | 3231046 | - | - | VIGA METALICA 72-5KV - V16 | DIS-ETE-032 | BRAMETAL | Homologado
| Estruturas Metálicas | Estruturas Metálicas | 3211079 | - | - | ESTRUTURA SUPORTE METALICA SETOR MT TRAF | DIS-ETE-032 | BRAMETAL | Homologado
| Estruturas Metálicas | Estruturas Metálicas | 3211043 | - | - | ESTRUTURA SUPORTE CONEXAO SE MOVEL | DIS-ETE-032 | BRAMETAL | Homologado
| Estruturas Metálicas | Estruturas Metálicas | 3211077 | - | - | SUPORTE METALICO CHAVE SEC VR 72,5KV | DIS-ETE-032 | BRAMETAL | Homologado
| Estruturas Metálicas | Estruturas Metálicas | 3211078 | - | - | ESTRUTURA SUPORTE METALICA 02 TSA | DIS-ETE-032 | BRAMETAL | Homologado
| GIS AT | GIS AT | 9178125 | 36035 | - | GIS DS CA-2 72,5KV 2500 | INS 50.43.02_7 High Voltage Gas Insulated Switchgear for Substations | SIEMENS | Homologado
| GIS AT | GIS AT | 9178127 | 36032 | - | GIS DS CA-1 145KV 2500A | INS 50.43.02_7 High Voltage Gas Insulated Switchgear for Substations | SIEMENS | Homologado
| GIS AT | GIS AT | 9178126 | 36034 | - | GIS DS CA-2 145KV 2500A | INS 50.43.02_7 High Voltage Gas Insulated Switchgear for Substations | SIEMENS | Homologado
| GIS AT | GIS AT | 9178125 | 36035 | - | GIS DS CA-2 72,5KV 2500 | INS 50.43.02_7 High Voltage Gas Insulated Switchgear for Substations | ABB | Homologado
| GIS AT | GIS AT | 9178127 | 36032 | - | GIS DS CA-1 145KV 2500A | INS 50.43.02_7 High Voltage Gas Insulated Switchgear for Substations | ABB | Homologado
| GIS AT | GIS AT | 9178126 | 36034 | - | GIS DS CA-2 145KV 2500A | INS 50.43.02_7 High Voltage Gas Insulated Switchgear for Substations | ABB | Homologado
| GIS AT | GIS AT | 9178125 | 36035 | - | GIS DS CA-2 72,5KV 2500 | INS 50.43.02_7 High Voltage Gas Insulated Switchgear for Substations | GE | Homologado
| GIS AT | GIS AT | 9178127 | 36032 | - | GIS DS CA-1 145KV 2500A | INS 50.43.02_7 High Voltage Gas Insulated Switchgear for Substations | GE | Homologado
| GIS AT | GIS AT | 9178126 | 36034 | - | GIS DS CA-2 145KV 2500A | INS 50.43.02_7 High Voltage Gas Insulated Switchgear for Substations | GE | Homologado
| HIS AT | HIS AT | 366005 | 37553 | 13015045 | MHC 3P 72.5KV 2500A SF6 BS | INS 50.43.31 ISSUE 1 | SIEMENS | Homologado
| HIS AT | HIS AT | 366000 | 36014 | 13015044 | MHC 3P 72.5KV 2500A SF6 BD | INS 50.43.31 ISSUE 1 | SIEMENS | Homologado
| HIS AT | HIS AT | 366034 | 37552 | 13015043 | MHC 3P 145KV 2500A SF6 BS | INS 50.43.31 ISSUE 1 | SIEMENS | Homologado
| HIS AT | HIS AT | 366002 | 36012 | 13015042 | MHC 3P 145KV 2500A SF6 BD | INS 50.43.31 ISSUE 1 | SIEMENS | Homologado
| HIS AT | HIS AT | 366005 | 37553 | 13015045 | MHC 3P 72.5KV 2500A SF6 BS | INS 50.43.31 ISSUE 1 | GE | Homologado
| HIS AT | HIS AT | 366000 | 36014 | 13015044 | MHC 3P 72.5KV 2500A SF6 BD | INS 50.43.31 ISSUE 1 | GE | Homologado
| HIS AT | HIS AT | 366034 | 37552 | 13015043 | MHC 3P 145KV 2500A SF6 BS | INS 50.43.31 ISSUE 1 | GE | Homologado
| HIS AT | HIS AT | 366002 | 36012 | 13015042 | MHC 3P 145KV 2500A SF6 BD | INS 50.43.31 ISSUE 1 | GE | Homologado
| HIS AT | HIS AT | 366005 | 37553 | 13015045 | MHC 3P 72.5KV 2500A SF6 BS | INS 50.43.31 ISSUE 1 | CHINT/TSEA | Homologado
| HIS AT | HIS AT | 366000 | 36014 | 13015044 | MHC 3P 72.5KV 2500A SF6 BD | INS 50.43.31 ISSUE 1 | CHINT/TSEA | Homologado
| HIS AT | HIS AT | 366034 | 37552 | 13015043 | MHC 3P 145KV 2500A SF6 BS | INS 50.43.31 ISSUE 1 | CHINT/TSEA | Homologado
| HIS AT | HIS AT | 366002 | 36012 | 13015042 | MHC 3P 145KV 2500A SF6 BD | INS 50.43.31 ISSUE 1 | CHINT/TSEA | Homologado
| Isoladores | Isolador Monocorpo | 2333037 | 100164 | 24095016 | ISOLADOR MONOCORPO PORC 15KV 254MM | INS 48.20.02_2 | ELECTRO VIDRO/SANTANA | Homologado
| Isoladores | Isolador Monocorpo | 2333039 | 100171 | 24095017 | ISOLADOR MONOCORPO PORC 38KV 457MM | INS 48.20.02_2 | ELECTRO VIDRO/SANTANA | Homologado
| Isoladores | Isolador Monocorpo | 2330006 | 100172 | 24095018 | ISOLADOR MONOCORPO PORC 72 KV 762MM | INS 48.20.02_2 | ELECTRO VIDRO/SANTANA | Homologado
| Isoladores | Isolador Monocorpo | 2330013 | 100180 | 24095015 | ISOLADOR MONOCORPO PORC 145 KV 1372MM | INS 48.20.02_2 | ELECTRO VIDRO/SANTANA | Homologado
| Isoladores | Isolador Pedestal | 2333001 | 50845 | 24045007 | ISOLADOR PEDESTAL PORC 15KV 254MM | INS 48.20.02_2 | ELECTRO VIDRO/SANTANA | Homologado
| Isoladores | Isolador Pedestal | 2333012 | 100170 | 24045008 | ISOLADOR PEDESTAL PORC 15KV 305MM | INS 48.20.02_2 | ELECTRO VIDRO/SANTANA | Homologado
| Isoladores | Isolador Pedestal | 2333003 | 57331 | 24045011 | ISOLADOR PEDESTAL PORC 38 KV 381MM | INS 48.20.02_2 | ELECTRO VIDRO/SANTANA | Homologado
| Isoladores | Isolador Pedestal | 2333038 | 50847 | 24045010 | ISOLADOR PEDESTAL PORC 38 KV 368MM | INS 48.20.02_2 | ELECTRO VIDRO/SANTANA | Homologado
| Isoladores | Coluna Pedestal | 2333021 | 100173 | 24045006 | COLUNA ISOLADOR PEDESTAL 736MM | INS 48.20.02_2 | ELECTRO VIDRO/SANTANA | Homologado
| Isoladores | Coluna Pedestal | 2333023 | 100174 | 24045005 | COLUNA ISOLADOR PEDESTAL 1244MM | INS 48.20.02_2 | ELECTRO VIDRO/SANTANA | Homologado
| Isoladores | Isolador Monocorpo | 2333037 | 100164 | 24095016 | ISOLADOR MONOCORPO PORC 15KV 254MM | INS 48.20.02_2 | CERAMICA SANTA TEREZINHA S/A | Homologado
| Isoladores | Isolador Monocorpo | 2333039 | 100171 | 24095017 | ISOLADOR MONOCORPO PORC 38KV 457MM | INS 48.20.02_2 | CERAMICA SANTA TEREZINHA S/A | Homologado
| Isoladores | Isolador Monocorpo | 2330006 | 100172 | 24095018 | ISOLADOR MONOCORPO PORC 72 KV 762MM | INS 48.20.02_2 | CERAMICA SANTA TEREZINHA S/A | Homologado
| Isoladores | Isolador Monocorpo | 2330013 | 100180 | 24095015 | ISOLADOR MONOCORPO PORC 145 KV 1372MM | INS 48.20.02_2 | CERAMICA SANTA TEREZINHA S/A | Homologado
| Isoladores | Isolador Pedestal | 2333001 | 50845 | 24045007 | ISOLADOR PEDESTAL PORC 15KV 254MM | INS 48.20.02_2 | CERAMICA SANTA TEREZINHA S/A | Homologado
| Isoladores | Isolador Pedestal | 2333012 | 100170 | 24045008 | ISOLADOR PEDESTAL PORC 15KV 305MM | INS 48.20.02_2 | CERAMICA SANTA TEREZINHA S/A | Homologado
| Isoladores | Isolador Pedestal | 2333003 | 57331 | 24045011 | ISOLADOR PEDESTAL PORC 38 KV 381MM | INS 48.20.02_2 | CERAMICA SANTA TEREZINHA S/A | Homologado
| Isoladores | Isolador Pedestal | 2333038 | 50847 | 24045010 | ISOLADOR PEDESTAL PORC 38 KV 368MM | INS 48.20.02_2 | CERAMICA SANTA TEREZINHA S/A | Homologado
| Isoladores | Coluna Pedestal | 2333021 | 100173 | 24045006 | COLUNA ISOLADOR PEDESTAL 736MM | INS 48.20.02_2 | CERAMICA SANTA TEREZINHA S/A | Homologado
| Isoladores | Coluna Pedestal | 2333023 | 100174 | 24045005 | COLUNA ISOLADOR PEDESTAL 1244MM | INS 48.20.02_2 | CERAMICA SANTA TEREZINHA S/A | Homologado
| Isoladores | Isolador Monocorpo | 2333037 | 100164 | 24095016 | ISOLADOR MONOCORPO PORC 15KV 254MM | INS 48.20.02_2 | PPC SANTANA | Homologado
| Isoladores | Isolador Monocorpo | 2333039 | 100171 | 24095017 | ISOLADOR MONOCORPO PORC 38KV 457MM | INS 48.20.02_2 | PPC SANTANA | Homologado
| Isoladores | Isolador Monocorpo | 2330006 | 100172 | 24095018 | ISOLADOR MONOCORPO PORC 72 KV 762MM | INS 48.20.02_2 | PPC SANTANA | Homologado
| Isoladores | Isolador Monocorpo | 2330013 | 100180 | 24095015 | ISOLADOR MONOCORPO PORC 145 KV 1372MM | INS 48.20.02_2 | PPC SANTANA | Homologado
| Isoladores | Isolador Pedestal | 2333001 | 50845 | 24045007 | ISOLADOR PEDESTAL PORC 15KV 254MM | INS 48.20.02_2 | PPC SANTANA | Homologado
| Isoladores | Isolador Pedestal | 2333012 | 100170 | 24045008 | ISOLADOR PEDESTAL PORC 15KV 305MM | INS 48.20.02_2 | PPC SANTANA | Homologado
| Isoladores | Isolador Pedestal | 2333003 | 57331 | 24045011 | ISOLADOR PEDESTAL PORC 38 KV 381MM | INS 48.20.02_2 | PPC SANTANA | Homologado
| Isoladores | Isolador Pedestal | 2333038 | 50847 | 24045010 | ISOLADOR PEDESTAL PORC 38 KV 368MM | INS 48.20.02_2 | PPC SANTANA | Homologado
| Isoladores | Coluna Pedestal | 2333021 | 100173 | 24045006 | COLUNA ISOLADOR PEDESTAL 736MM | INS 48.20.02_2 | PPC SANTANA | Homologado
| Isoladores | Coluna Pedestal | 2333023 | 100174 | 24045005 | COLUNA ISOLADOR PEDESTAL 1244MM | INS 48.20.02_2 | PPC SANTANA | Homologado
| Motogerador | Motogerador | 1320031 | 35244 | 16095170 | GRUPO MOTOGERADOR 55/50KVA 380/127V | INS 79.30.01 | MS GERADORES | Homologado
| Motogerador | Motogerador | 1320032 | 31321 | 16095171 | GRUPO MOTOGERADOR 75KVA 380/127V | INS 79.30.01 | MS GERADORES | Homologado
| Motogerador | Motogerador | 1321013 | 34343 | 16095169 | GERADOR TRIFASICO 220VCA 50A 150KVA | INS 79.30.01 | MS GERADORES | Homologado
| Motogerador | Motogerador | 1320031 | 35244 | 16095170 | GRUPO MOTOGERADOR 55/50KVA 380/127V | INS 79.30.01 | SDMO | Homologado
| Motogerador | Motogerador | 1320032 | 31321 | 16095171 | GRUPO MOTOGERADOR 75KVA 380/127V | INS 79.30.01 | SDMO | Homologado
| Motogerador | Motogerador | 1321013 | 34343 | 16095169 | GERADOR TRIFASICO 220VCA 50A 150KVA | INS 79.30.01 | SDMO | Homologado
| Motogerador | Motogerador | 1320031 | 35244 | 16095170 | GRUPO MOTOGERADOR 55/50KVA 380/127V | INS 79.30.01 | TIVEA/SCS GERADORES | Homologado
| Motogerador | Motogerador | 1320032 | 31321 | 16095171 | GRUPO MOTOGERADOR 75KVA 380/127V | INS 79.30.01 | TIVEA/SCS GERADORES | Homologado
| Motogerador | Motogerador | 1321013 | 34343 | 16095169 | GERADOR TRIFASICO 220VCA 50A 150KVA | INS 79.30.01 | TIVEA/SCS GERADORES | Homologado
| Painel Serv Aux | Painel Serv Aux | 1201203 | 36843 | 13015064 | PAINEL SERV AUX CA 2 ENTR 220/127VCA | INS 50.44.05 11-2019 ISSUE 1 - Mod. 1 04-2021 | BTM | Homologado
| Painel Serv Aux | Painel Serv Aux | 1201205 | 36842 | 13015068 | PAINEL SERV AUX CA 3 ENTR 220/127VCA | INS 50.44.05 11-2019 ISSUE 1 - Mod. 1 04-2021 | BTM | Homologado
| Painel Serv Aux | Painel Serv Aux | 1201204 | 36841 | 13015066 | PAINEL SERV AUX CA 2 ENTR 380/220VCA | INS 50.44.05 11-2019 ISSUE 1 - Mod. 1 04-2021 | BTM | Homologado
| Painel Serv Aux | Painel Serv Aux | 1201206 | 36844 | 13015069 | PAINEL SERV AUX CC 2 ENTR 125VCC | INS 50.44.05 11-2019 ISSUE 1 - Mod. 1 04-2021 | BTM | Homologado
| Painel Serv Aux | Painel Serv Aux | 1201207 | 36845 | 13015062 | PAINEL SERV AUX 2 ENTR 220/127VCA 125VCC | INS 50.44.05 11-2019 ISSUE 1 - Mod. 1 04-2021 | BTM | Homologado
| Painel Serv Aux | Painel Serv Aux | 1201208 | 36846 | 13015063 | PAINEL SERV AUX 2 ENTR 380/220VCA 125VCC | INS 50.44.05 11-2019 ISSUE 1 - Mod. 1 04-2021 | BTM | Homologado
| Painel Serv Aux | Painel Serv Aux | 1201203 | 36843 | 13015064 | PAINEL SERV AUX CA 2 ENTR 220/127VCA | INS 50.44.05 11-2019 ISSUE 1 - Mod. 1 04-2021 | EPS | Homologado
| Painel Serv Aux | Painel Serv Aux | 1201205 | 36842 | 13015068 | PAINEL SERV AUX CA 3 ENTR 220/127VCA | INS 50.44.05 11-2019 ISSUE 1 - Mod. 1 04-2021 | EPS | Homologado
| Painel Serv Aux | Painel Serv Aux | 1201204 | 36841 | 13015066 | PAINEL SERV AUX CA 2 ENTR 380/220VCA | INS 50.44.05 11-2019 ISSUE 1 - Mod. 1 04-2021 | EPS | Homologado
| Painel Serv Aux | Painel Serv Aux | 1201206 | 36844 | 13015069 | PAINEL SERV AUX CC 2 ENTR 125VCC | INS 50.44.05 11-2019 ISSUE 1 - Mod. 1 04-2021 | EPS | Homologado
| Painel Serv Aux | Painel Serv Aux | 1201207 | 36845 | 13015062 | PAINEL SERV AUX 2 ENTR 220/127VCA 125VCC | INS 50.44.05 11-2019 ISSUE 1 - Mod. 1 04-2021 | EPS | Homologado
| Painel Serv Aux | Painel Serv Aux | 1201208 | 36846 | 13015063 | PAINEL SERV AUX 2 ENTR 380/220VCA 125VCC | INS 50.44.05 11-2019 ISSUE 1 - Mod. 1 04-2021 | EPS | Homologado
| Painel Serv Aux | Painel Serv Aux | 1201203 | 36843 | 13015064 | PAINEL SERV AUX CA 2 ENTR 220/127VCA | INS 50.44.05 11-2019 ISSUE 1 - Mod. 1 04-2021 | EUROCAB | Homologado
| Painel Serv Aux | Painel Serv Aux | 1201205 | 36842 | 13015068 | PAINEL SERV AUX CA 3 ENTR 220/127VCA | INS 50.44.05 11-2019 ISSUE 1 - Mod. 1 04-2021 | EUROCAB | Homologado
| Painel Serv Aux | Painel Serv Aux | 1201204 | 36841 | 13015066 | PAINEL SERV AUX CA 2 ENTR 380/220VCA | INS 50.44.05 11-2019 ISSUE 1 - Mod. 1 04-2021 | EUROCAB | Homologado
| Painel Serv Aux | Painel Serv Aux | 1201206 | 36844 | 13015069 | PAINEL SERV AUX CC 2 ENTR 125VCC | INS 50.44.05 11-2019 ISSUE 1 - Mod. 1 04-2021 | EUROCAB | Homologado
| Painel Serv Aux | Painel Serv Aux | 1201207 | 36845 | 13015062 | PAINEL SERV AUX 2 ENTR 220/127VCA 125VCC | INS 50.44.05 11-2019 ISSUE 1 - Mod. 1 04-2021 | EUROCAB | Homologado
| Painel Serv Aux | Painel Serv Aux | 1201208 | 36846 | 13015063 | PAINEL SERV AUX 2 ENTR 380/220VCA 125VCC | INS 50.44.05 11-2019 ISSUE 1 - Mod. 1 04-2021 | EUROCAB | Homologado
| Painel Serv Aux | Painel Serv Aux | 1201203 | 36843 | 13015064 | PAINEL SERV AUX CA 2 ENTR 220/127VCA | INS 50.44.05 11-2019 ISSUE 1 - Mod. 1 04-2021 | LETROX | Homologado
| Painel Serv Aux | Painel Serv Aux | 1201205 | 36842 | 13015068 | PAINEL SERV AUX CA 3 ENTR 220/127VCA | INS 50.44.05 11-2019 ISSUE 1 - Mod. 1 04-2021 | LETROX | Homologado
| Painel Serv Aux | Painel Serv Aux | 1201204 | 36841 | 13015066 | PAINEL SERV AUX CA 2 ENTR 380/220VCA | INS 50.44.05 11-2019 ISSUE 1 - Mod. 1 04-2021 | LETROX | Homologado
| Painel Serv Aux | Painel Serv Aux | 1201206 | 36844 | 13015069 | PAINEL SERV AUX CC 2 ENTR 125VCC | INS 50.44.05 11-2019 ISSUE 1 - Mod. 1 04-2021 | LETROX | Homologado
| Painel Serv Aux | Painel Serv Aux | 1201207 | 36845 | 13015062 | PAINEL SERV AUX 2 ENTR 220/127VCA 125VCC | INS 50.44.05 11-2019 ISSUE 1 - Mod. 1 04-2021 | LETROX | Homologado
| Painel Serv Aux | Painel Serv Aux | 1201208 | 36846 | 13015063 | PAINEL SERV AUX 2 ENTR 380/220VCA 125VCC | INS 50.44.05 11-2019 ISSUE 1 - Mod. 1 04-2021 | LETROX | Homologado
| Painel Serv Aux | Painel Serv Aux | 1201203 | 36843 | 13015064 | PAINEL SERV AUX CA 2 ENTR 220/127VCA | INS 50.44.05 11-2019 ISSUE 1 - Mod. 1 04-2021 | NEOPRO | Homologado
| Painel Serv Aux | Painel Serv Aux | 1201205 | 36842 | 13015068 | PAINEL SERV AUX CA 3 ENTR 220/127VCA | INS 50.44.05 11-2019 ISSUE 1 - Mod. 1 04-2021 | NEOPRO | Homologado
| Painel Serv Aux | Painel Serv Aux | 1201204 | 36841 | 13015066 | PAINEL SERV AUX CA 2 ENTR 380/220VCA | INS 50.44.05 11-2019 ISSUE 1 - Mod. 1 04-2021 | NEOPRO | Homologado
| Painel Serv Aux | Painel Serv Aux | 1201206 | 36844 | 13015069 | PAINEL SERV AUX CC 2 ENTR 125VCC | INS 50.44.05 11-2019 ISSUE 1 - Mod. 1 04-2021 | NEOPRO | Homologado
| Painel Serv Aux | Painel Serv Aux | 1201207 | 36845 | 13015062 | PAINEL SERV AUX 2 ENTR 220/127VCA 125VCC | INS 50.44.05 11-2019 ISSUE 1 - Mod. 1 04-2021 | NEOPRO | Homologado
| Painel Serv Aux | Painel Serv Aux | 1201208 | 36846 | 13015063 | PAINEL SERV AUX 2 ENTR 380/220VCA 125VCC | INS 50.44.05 11-2019 ISSUE 1 - Mod. 1 04-2021 | NEOPRO | Homologado
| Painel Serv Aux | Painel Serv Aux | 1201203 | 36843 | 13015064 | PAINEL SERV AUX CA 2 ENTR 220/127VCA | INS 50.44.05 11-2019 ISSUE 1 - Mod. 1 04-2021 | SINER | Homologado
| Painel Serv Aux | Painel Serv Aux | 1201205 | 36842 | 13015068 | PAINEL SERV AUX CA 3 ENTR 220/127VCA | INS 50.44.05 11-2019 ISSUE 1 - Mod. 1 04-2021 | SINER | Homologado
| Painel Serv Aux | Painel Serv Aux | 1201204 | 36841 | 13015066 | PAINEL SERV AUX CA 2 ENTR 380/220VCA | INS 50.44.05 11-2019 ISSUE 1 - Mod. 1 04-2021 | SINER | Homologado
| Painel Serv Aux | Painel Serv Aux | 1201206 | 36844 | 13015069 | PAINEL SERV AUX CC 2 ENTR 125VCC | INS 50.44.05 11-2019 ISSUE 1 - Mod. 1 04-2021 | SINER | Homologado
| Painel Serv Aux | Painel Serv Aux | 1201207 | 36845 | 13015062 | PAINEL SERV AUX 2 ENTR 220/127VCA 125VCC | INS 50.44.05 11-2019 ISSUE 1 - Mod. 1 04-2021 | SINER | Homologado
| Painel Serv Aux | Painel Serv Aux | 1201208 | 36846 | 13015063 | PAINEL SERV AUX 2 ENTR 380/220VCA 125VCC | INS 50.44.05 11-2019 ISSUE 1 - Mod. 1 04-2021 | SINER | Homologado
| Para Raios | Para Raios MT | 410039 | 35986 | 12050028 | PARA-RAIOS SE SL MH 12kV 10kA | INS_75 30 04_3 _Metal_oxide_surge_arresters_for_outdoor_installations | HUBBELL | Homologado
| Para Raios | Para Raios MT | 410038 | 35983 | 12050033 | PARA-RAIOS SE SL MV 12kV 10kA | INS_75 30 04_3 _Metal_oxide_surge_arresters_for_outdoor_installations | HUBBELL | Homologado
| Para Raios | Para Raios MT | 411023 | 35988 | 12050029 | PARA-RAIOS SE SL MH 33kV 10kA | INS_75 30 04_3 _Metal_oxide_surge_arresters_for_outdoor_installations | HUBBELL | Homologado
| Para Raios | Para Raios MT | 411022 | 35987 | 12050030 | PARA-RAIOS SE SL MV 33kV 10kA | INS_75 30 04_3 _Metal_oxide_surge_arresters_for_outdoor_installations | HUBBELL | Homologado
| Para Raios | Para Raios AT | 412042 | 35989 | 12050037 | PARA-RAIOS SE SL MV 72kV 10kA | INS_75 30 04_3 _Metal_oxide_surge_arresters_for_outdoor_installations | HUBBELL | Homologado
| Para Raios | Para Raios AT | - | 37067 | - | PARA-RAIOS SE SL MV 80kV 10kA | INS_75 30 04_3 _Metal_oxide_surge_arresters_for_outdoor_installations | HUBBELL | Homologado
| Para Raios | Para Raios AT | 413007 | 35992 | 12050031 | PARA-RAIOS SE SL MV 120kV 10kA | INS_75 30 04_3 _Metal_oxide_surge_arresters_for_outdoor_installations | HUBBELL | Homologado
| Para Raios | Para Raios AT | 413008 | 35993 | 12050039 | PARA-RAIOS SE SM MV 120kV 10kA | INS_75 30 04_3 _Metal_oxide_surge_arresters_for_outdoor_installations | HUBBELL | Homologado
| Para Raios | Para Raios AT | 413009 | 35995 | 12050035 | PARA-RAIOS SE SL MV 144kV 10kA | INS_75 30 04_3 _Metal_oxide_surge_arresters_for_outdoor_installations | HUBBELL | Homologado
| Para Raios | Para Raios MT | 410039 | 35986 | 12050028 | PARA-RAIOS SE SL MH 12kV 10kA | INS_75 30 04_3 _Metal_oxide_surge_arresters_for_outdoor_installations | BALESTRO | Homologado
| Para Raios | Para Raios MT | 410038 | 35983 | 12050033 | PARA-RAIOS SE SL MV 12kV 10kA | INS_75 30 04_3 _Metal_oxide_surge_arresters_for_outdoor_installations | BALESTRO | Homologado
| Para Raios | Para Raios MT | 411023 | 35988 | 12050029 | PARA-RAIOS SE SL MH 33kV 10kA | INS_75 30 04_3 _Metal_oxide_surge_arresters_for_outdoor_installations | BALESTRO | Homologado
| Para Raios | Para Raios MT | 411022 | 35987 | 12050030 | PARA-RAIOS SE SL MV 33kV 10kA | INS_75 30 04_3 _Metal_oxide_surge_arresters_for_outdoor_installations | BALESTRO | Homologado
| Para Raios | Para Raios AT | 412042 | 35989 | 12050037 | PARA-RAIOS SE SL MV 72kV 10kA | INS_75 30 04_3 _Metal_oxide_surge_arresters_for_outdoor_installations | BALESTRO | Homologado
| Para Raios | Para Raios AT | - | 37067 | - | PARA-RAIOS SE SL MV 80kV 10kA | INS_75 30 04_3 _Metal_oxide_surge_arresters_for_outdoor_installations | BALESTRO | Homologado
| Para Raios | Para Raios AT | 413007 | 35992 | 12050031 | PARA-RAIOS SE SL MV 120kV 10kA | INS_75 30 04_3 _Metal_oxide_surge_arresters_for_outdoor_installations | BALESTRO | Homologado
| Para Raios | Para Raios AT | 413008 | 35993 | 12050039 | PARA-RAIOS SE SM MV 120kV 10kA | INS_75 30 04_3 _Metal_oxide_surge_arresters_for_outdoor_installations | BALESTRO | Homologado
| Para Raios | Para Raios AT | 413009 | 35995 | 12050035 | PARA-RAIOS SE SL MV 144kV 10kA | INS_75 30 04_3 _Metal_oxide_surge_arresters_for_outdoor_installations | BALESTRO | Homologado
| Para Raios | Para Raios MT | 410039 | 35986 | 12050028 | PARA-RAIOS SE SL MH 12kV 10kA | INS_75 30 04_3 _Metal_oxide_surge_arresters_for_outdoor_installations | ELOS | Homologado
| Para Raios | Para Raios MT | 410038 | 35983 | 12050033 | PARA-RAIOS SE SL MV 12kV 10kA | INS_75 30 04_3 _Metal_oxide_surge_arresters_for_outdoor_installations | ELOS | Homologado
| Para Raios | Para Raios MT | 411023 | 35988 | 12050029 | PARA-RAIOS SE SL MH 33kV 10kA | INS_75 30 04_3 _Metal_oxide_surge_arresters_for_outdoor_installations | ELOS | Homologado
| Para Raios | Para Raios MT | 411022 | 35987 | 12050030 | PARA-RAIOS SE SL MV 33kV 10kA | INS_75 30 04_3 _Metal_oxide_surge_arresters_for_outdoor_installations | ELOS | Homologado
| Para Raios | Para Raios AT | 412042 | 35989 | 12050037 | PARA-RAIOS SE SL MV 72kV 10kA | INS_75 30 04_3 _Metal_oxide_surge_arresters_for_outdoor_installations | ELOS | Homologado
| Para Raios | Para Raios AT | - | 37067 | - | PARA-RAIOS SE SL MV 80kV 10kA | INS_75 30 04_3 _Metal_oxide_surge_arresters_for_outdoor_installations | ELOS | Homologado
| Para Raios | Para Raios AT | 413007 | 35992 | 12050031 | PARA-RAIOS SE SL MV 120kV 10kA | INS_75 30 04_3 _Metal_oxide_surge_arresters_for_outdoor_installations | ELOS | Homologado
| Para Raios | Para Raios AT | 413008 | 35993 | 12050039 | PARA-RAIOS SE SM MV 120kV 10kA | INS_75 30 04_3 _Metal_oxide_surge_arresters_for_outdoor_installations | ELOS | Homologado
| Para Raios | Para Raios AT | 413009 | 35995 | 12050035 | PARA-RAIOS SE SL MV 144kV 10kA | INS_75 30 04_3 _Metal_oxide_surge_arresters_for_outdoor_installations | ELOS | Homologado
| Para Raios | Para Raios MT | 410039 | 35986 | 12050028 | PARA-RAIOS SE SL MH 12kV 10kA | INS_75 30 04_3 _Metal_oxide_surge_arresters_for_outdoor_installations | SIEMENS | Homologado
| Para Raios | Para Raios MT | 410038 | 35983 | 12050033 | PARA-RAIOS SE SL MV 12kV 10kA | INS_75 30 04_3 _Metal_oxide_surge_arresters_for_outdoor_installations | SIEMENS | Homologado
| Para Raios | Para Raios MT | 411023 | 35988 | 12050029 | PARA-RAIOS SE SL MH 33kV 10kA | INS_75 30 04_3 _Metal_oxide_surge_arresters_for_outdoor_installations | SIEMENS | Homologado
| Para Raios | Para Raios MT | 411022 | 35987 | 12050030 | PARA-RAIOS SE SL MV 33kV 10kA | INS_75 30 04_3 _Metal_oxide_surge_arresters_for_outdoor_installations | SIEMENS | Homologado
| Para Raios | Para Raios AT | 412042 | 35989 | 12050037 | PARA-RAIOS SE SL MV 72kV 10kA | INS_75 30 04_3 _Metal_oxide_surge_arresters_for_outdoor_installations | SIEMENS | Homologado
| Para Raios | Para Raios AT | - | 37067 | - | PARA-RAIOS SE SL MV 80kV 10kA | INS_75 30 04_3 _Metal_oxide_surge_arresters_for_outdoor_installations | SIEMENS | Homologado
| Para Raios | Para Raios AT | 413007 | 35992 | 12050031 | PARA-RAIOS SE SL MV 120kV 10kA | INS_75 30 04_3 _Metal_oxide_surge_arresters_for_outdoor_installations | SIEMENS | Homologado
| Para Raios | Para Raios AT | 413008 | 35993 | 12050039 | PARA-RAIOS SE SM MV 120kV 10kA | INS_75 30 04_3 _Metal_oxide_surge_arresters_for_outdoor_installations | SIEMENS | Homologado
| Para Raios | Para Raios AT | 413009 | 35995 | 12050035 | PARA-RAIOS SE SL MV 144kV 10kA | INS_75 30 04_3 _Metal_oxide_surge_arresters_for_outdoor_installations | SIEMENS | Homologado
| Para Raios | Para Raios MT | 410039 | 35986 | 12050028 | PARA-RAIOS SE SL MH 12kV 10kA | INS_75 30 04_3 _Metal_oxide_surge_arresters_for_outdoor_installations | TE | Homologado
| Para Raios | Para Raios MT | 410038 | 35983 | 12050033 | PARA-RAIOS SE SL MV 12kV 10kA | INS_75 30 04_3 _Metal_oxide_surge_arresters_for_outdoor_installations | TE | Homologado
| Para Raios | Para Raios MT | 411023 | 35988 | 12050029 | PARA-RAIOS SE SL MH 33kV 10kA | INS_75 30 04_3 _Metal_oxide_surge_arresters_for_outdoor_installations | TE | Homologado
| Para Raios | Para Raios MT | 411022 | 35987 | 12050030 | PARA-RAIOS SE SL MV 33kV 10kA | INS_75 30 04_3 _Metal_oxide_surge_arresters_for_outdoor_installations | TE | Homologado
| Para Raios | Para Raios AT | 412042 | 35989 | 12050037 | PARA-RAIOS SE SL MV 72kV 10kA | INS_75 30 04_3 _Metal_oxide_surge_arresters_for_outdoor_installations | TE | Homologado
| Para Raios | Para Raios AT | - | 37067 | - | PARA-RAIOS SE SL MV 80kV 10kA | INS_75 30 04_3 _Metal_oxide_surge_arresters_for_outdoor_installations | TE | Homologado
| Para Raios | Para Raios AT | 413007 | 35992 | 12050031 | PARA-RAIOS SE SL MV 120kV 10kA | INS_75 30 04_3 _Metal_oxide_surge_arresters_for_outdoor_installations | TE | Homologado
| Para Raios | Para Raios AT | 413008 | 35993 | 12050039 | PARA-RAIOS SE SM MV 120kV 10kA | INS_75 30 04_3 _Metal_oxide_surge_arresters_for_outdoor_installations | TE | Homologado
| Para Raios | Para Raios AT | 413009 | 35995 | 12050035 | PARA-RAIOS SE SL MV 144kV 10kA | INS_75 30 04_3 _Metal_oxide_surge_arresters_for_outdoor_installations | TE | Homologado
| Para Raios | Para Raios MT | 410039 | 35986 | 12050028 | PARA-RAIOS SE SL MH 12kV 10kA | INS_75 30 04_3 _Metal_oxide_surge_arresters_for_outdoor_installations | ABB | Homologado
| Para Raios | Para Raios MT | 410038 | 35983 | 12050033 | PARA-RAIOS SE SL MV 12kV 10kA | INS_75 30 04_3 _Metal_oxide_surge_arresters_for_outdoor_installations | ABB | Homologado
| Para Raios | Para Raios MT | 411023 | 35988 | 12050029 | PARA-RAIOS SE SL MH 33kV 10kA | INS_75 30 04_3 _Metal_oxide_surge_arresters_for_outdoor_installations | ABB | Homologado
| Para Raios | Para Raios MT | 411022 | 35987 | 12050030 | PARA-RAIOS SE SL MV 33kV 10kA | INS_75 30 04_3 _Metal_oxide_surge_arresters_for_outdoor_installations | ABB | Homologado
| Para Raios | Para Raios AT | 412042 | 35989 | 12050037 | PARA-RAIOS SE SL MV 72kV 10kA | INS_75 30 04_3 _Metal_oxide_surge_arresters_for_outdoor_installations | ABB | Homologado
| Para Raios | Para Raios AT | - | 37067 | - | PARA-RAIOS SE SL MV 80kV 10kA | INS_75 30 04_3 _Metal_oxide_surge_arresters_for_outdoor_installations | ABB | Homologado
| Para Raios | Para Raios AT | 413007 | 35992 | 12050031 | PARA-RAIOS SE SL MV 120kV 10kA | INS_75 30 04_3 _Metal_oxide_surge_arresters_for_outdoor_installations | ABB | Homologado
| Para Raios | Para Raios AT | 413008 | 35993 | 12050039 | PARA-RAIOS SE SM MV 120kV 10kA | INS_75 30 04_3 _Metal_oxide_surge_arresters_for_outdoor_installations | ABB | Homologado
| Para Raios | Para Raios AT | 413009 | 35995 | 12050035 | PARA-RAIOS SE SL MV 144kV 10kA | INS_75 30 04_3 _Metal_oxide_surge_arresters_for_outdoor_installations | ABB | Homologado
| Para Raios | Para Raios MT | 410039 | 35986 | 12050028 | PARA-RAIOS SE SL MH 12kV 10kA | INS_75 30 04_3 _Metal_oxide_surge_arresters_for_outdoor_installations | INAEL | Homologado
| Para Raios | Para Raios MT | 410038 | 35983 | 12050033 | PARA-RAIOS SE SL MV 12kV 10kA | INS_75 30 04_3 _Metal_oxide_surge_arresters_for_outdoor_installations | INAEL | Homologado
| Para Raios | Para Raios MT | 411023 | 35988 | 12050029 | PARA-RAIOS SE SL MH 33kV 10kA | INS_75 30 04_3 _Metal_oxide_surge_arresters_for_outdoor_installations | INAEL | Homologado
| Para Raios | Para Raios MT | 411022 | 35987 | 12050030 | PARA-RAIOS SE SL MV 33kV 10kA | INS_75 30 04_3 _Metal_oxide_surge_arresters_for_outdoor_installations | INAEL | Homologado
| Para Raios | Para Raios AT | 412042 | 35989 | 12050037 | PARA-RAIOS SE SL MV 72kV 10kA | INS_75 30 04_3 _Metal_oxide_surge_arresters_for_outdoor_installations | INAEL | Homologado
| Para Raios | Para Raios AT | - | 37067 | - | PARA-RAIOS SE SL MV 80kV 10kA | INS_75 30 04_3 _Metal_oxide_surge_arresters_for_outdoor_installations | INAEL | Homologado
| Para Raios | Para Raios AT | 413007 | 35992 | 12050031 | PARA-RAIOS SE SL MV 120kV 10kA | INS_75 30 04_3 _Metal_oxide_surge_arresters_for_outdoor_installations | INAEL | Homologado
| Para Raios | Para Raios AT | 413008 | 35993 | 12050039 | PARA-RAIOS SE SM MV 120kV 10kA | INS_75 30 04_3 _Metal_oxide_surge_arresters_for_outdoor_installations | INAEL | Homologado
| Para Raios | Para Raios AT | 413009 | 35995 | 12050035 | PARA-RAIOS SE SL MV 144kV 10kA | INS_75 30 04_3 _Metal_oxide_surge_arresters_for_outdoor_installations | INAEL | Homologado
| Para Raios | Para Raios MT | 410039 | 35986 | 12050028 | PARA-RAIOS SE SL MH 12kV 10kA | INS_75 30 04_3 _Metal_oxide_surge_arresters_for_outdoor_installations | MAURIZIO | Homologado
| Para Raios | Para Raios MT | 410038 | 35983 | 12050033 | PARA-RAIOS SE SL MV 12kV 10kA | INS_75 30 04_3 _Metal_oxide_surge_arresters_for_outdoor_installations | MAURIZIO | Homologado
| Para Raios | Para Raios MT | 411023 | 35988 | 12050029 | PARA-RAIOS SE SL MH 33kV 10kA | INS_75 30 04_3 _Metal_oxide_surge_arresters_for_outdoor_installations | MAURIZIO | Homologado
| Para Raios | Para Raios MT | 411022 | 35987 | 12050030 | PARA-RAIOS SE SL MV 33kV 10kA | INS_75 30 04_3 _Metal_oxide_surge_arresters_for_outdoor_installations | MAURIZIO | Homologado
| Para Raios | Para Raios AT | 412042 | 35989 | 12050037 | PARA-RAIOS SE SL MV 72kV 10kA | INS_75 30 04_3 _Metal_oxide_surge_arresters_for_outdoor_installations | MAURIZIO | Homologado
| Para Raios | Para Raios AT | - | 37067 | - | PARA-RAIOS SE SL MV 80kV 10kA | INS_75 30 04_3 _Metal_oxide_surge_arresters_for_outdoor_installations | MAURIZIO | Homologado
| Para Raios | Para Raios AT | 413007 | 35992 | 12050031 | PARA-RAIOS SE SL MV 120kV 10kA | INS_75 30 04_3 _Metal_oxide_surge_arresters_for_outdoor_installations | MAURIZIO | Homologado
| Para Raios | Para Raios AT | 413008 | 35993 | 12050039 | PARA-RAIOS SE SM MV 120kV 10kA | INS_75 30 04_3 _Metal_oxide_surge_arresters_for_outdoor_installations | MAURIZIO | Homologado
| Para Raios | Para Raios AT | 413009 | 35995 | 12050035 | PARA-RAIOS SE SL MV 144kV 10kA | INS_75 30 04_3 _Metal_oxide_surge_arresters_for_outdoor_installations | MAURIZIO | Homologado
| Reator Isolado a AR | Reator Lim Corrente para BC | 1100017 | - | - | REATOR AR EXT 1F 13,8KV 70MICROH 250A | DIS-ETE-028 | ABB | Homologado
| Reator Isolado a AR | Reator Lim Corrente para BC | 1101006 | - | - | REATOR LIM 34,5KV 70MICROH 100A | DIS-ETE-028 | ABB | Homologado
| Reator Isolado a AR | Reator Lim Corrente para BC | 1102006 | 38108 | 13050058 | REATOR LIM AR 69KV 1MILIH 50A | DIS-ETE-200 | ABB | Homologado
| Reator Isolado a AR | Reator Lim Corrente para BC | 1102005 | 38109 | 13050059 | REATOR LIM AR 138KV 2MILIH 50A | DIS-ETE-200 | ABB | Homologado
| Reator Isolado a AR | Reator Lim Corrente para BC | 1102004 | 38110 | 13050060 | REATOR LIM AR 138KV 2MILIH 200A | DIS-ETE-200 | ABB | Homologado
| Reator Isolado a AR | Reator Lim Corrente de Neutro de Trafo | - | - | 12095064 | REATOR LIM AR EXT 1F 13,8KV 0,4OHMS 200A | DIS-ETE-198 | ABB | Homologado
| Reator Isolado a AR | Reator Lim Corrente para BC | 1100017 | - | - | REATOR AR EXT 1F 13,8KV 70MICROH 250A | DIS-ETE-028 | ADELCO | Homologado
| Reator Isolado a AR | Reator Lim Corrente para BC | 1101006 | - | - | REATOR LIM 34,5KV 70MICROH 100A | DIS-ETE-028 | ADELCO | Homologado
| Reator Isolado a AR | Reator Lim Corrente para BC | 1102006 | 38108 | 13050058 | REATOR LIM AR 69KV 1MILIH 50A | DIS-ETE-200 | ADELCO | Homologado
| Reator Isolado a AR | Reator Lim Corrente para BC | 1102005 | 38109 | 13050059 | REATOR LIM AR 138KV 2MILIH 50A | DIS-ETE-200 | ADELCO | Homologado
| Reator Isolado a AR | Reator Lim Corrente para BC | 1102004 | 38110 | 13050060 | REATOR LIM AR 138KV 2MILIH 200A | DIS-ETE-200 | ADELCO | Homologado
| Reator Isolado a AR | Reator Lim Corrente de Neutro de Trafo | - | - | 12095064 | REATOR LIM AR EXT 1F 13,8KV 0,4OHMS 200A | DIS-ETE-198 | ADELCO | Homologado
| Reator Isolado a AR | Reator Lim Corrente para BC | 1100017 | - | - | REATOR AR EXT 1F 13,8KV 70MICROH 250A | DIS-ETE-028 | BREE | Homologado
| Reator Isolado a AR | Reator Lim Corrente para BC | 1101006 | - | - | REATOR LIM 34,5KV 70MICROH 100A | DIS-ETE-028 | BREE | Homologado
| Reator Isolado a AR | Reator Lim Corrente para BC | 1102006 | 38108 | 13050058 | REATOR LIM AR 69KV 1MILIH 50A | DIS-ETE-200 | BREE | Homologado
| Reator Isolado a AR | Reator Lim Corrente para BC | 1102005 | 38109 | 13050059 | REATOR LIM AR 138KV 2MILIH 50A | DIS-ETE-200 | BREE | Homologado
| Reator Isolado a AR | Reator Lim Corrente para BC | 1102004 | 38110 | 13050060 | REATOR LIM AR 138KV 2MILIH 200A | DIS-ETE-200 | BREE | Homologado
| Reator Isolado a AR | Reator Lim Corrente de Neutro de Trafo | - | - | 12095064 | REATOR LIM AR EXT 1F 13,8KV 0,4OHMS 200A | DIS-ETE-198 | BREE | Homologado
| Reator Isolado a AR | Reator Lim Corrente para BC | 1100017 | - | - | REATOR AR EXT 1F 13,8KV 70MICROH 250A | DIS-ETE-028 | GE | Homologado
| Reator Isolado a AR | Reator Lim Corrente para BC | 1101006 | - | - | REATOR LIM 34,5KV 70MICROH 100A | DIS-ETE-028 | GE | Homologado
| Reator Isolado a AR | Reator Lim Corrente para BC | 1102006 | 38108 | 13050058 | REATOR LIM AR 69KV 1MILIH 50A | DIS-ETE-200 | GE | Homologado
| Reator Isolado a AR | Reator Lim Corrente para BC | 1102005 | 38109 | 13050059 | REATOR LIM AR 138KV 2MILIH 50A | DIS-ETE-200 | GE | Homologado
| Reator Isolado a AR | Reator Lim Corrente para BC | 1102004 | 38110 | 13050060 | REATOR LIM AR 138KV 2MILIH 200A | DIS-ETE-200 | GE | Homologado
| Reator Isolado a AR | Reator Lim Corrente de Neutro de Trafo | - | - | 12095064 | REATOR LIM AR EXT 1F 13,8KV 0,4OHMS 200A | DIS-ETE-198 | GE | Homologado
| Reator Isolado a AR | Reator Lim Corrente para BC | 1100017 | - | - | REATOR AR EXT 1F 13,8KV 70MICROH 250A | DIS-ETE-028 | SIEMENS | Homologado
| Reator Isolado a AR | Reator Lim Corrente para BC | 1101006 | - | - | REATOR LIM 34,5KV 70MICROH 100A | DIS-ETE-028 | SIEMENS | Homologado
| Reator Isolado a AR | Reator Lim Corrente para BC | 1102006 | 38108 | 13050058 | REATOR LIM AR 69KV 1MILIH 50A | DIS-ETE-200 | SIEMENS | Homologado
| Reator Isolado a AR | Reator Lim Corrente para BC | 1102005 | 38109 | 13050059 | REATOR LIM AR 138KV 2MILIH 50A | DIS-ETE-200 | SIEMENS | Homologado
| Reator Isolado a AR | Reator Lim Corrente para BC | 1102004 | 38110 | 13050060 | REATOR LIM AR 138KV 2MILIH 200A | DIS-ETE-200 | SIEMENS | Homologado
| Reator Isolado a AR | Reator Lim Corrente de Neutro de Trafo | - | - | 12095064 | REATOR LIM AR EXT 1F 13,8KV 0,4OHMS 200A | DIS-ETE-198 | SIEMENS | Homologado
| Reator Isolado a AR | Reator Lim Corrente para BC | 1100017 | - | - | REATOR AR EXT 1F 13,8KV 70MICROH 250A | DIS-ETE-028 | WEG | Homologado
| Reator Isolado a AR | Reator Lim Corrente para BC | 1101006 | - | - | REATOR LIM 34,5KV 70MICROH 100A | DIS-ETE-028 | WEG | Homologado
| Reator Isolado a AR | Reator Lim Corrente para BC | 1102006 | 38108 | 13050058 | REATOR LIM AR 69KV 1MILIH 50A | DIS-ETE-200 | WEG | Homologado
| Reator Isolado a AR | Reator Lim Corrente para BC | 1102005 | 38109 | 13050059 | REATOR LIM AR 138KV 2MILIH 50A | DIS-ETE-200 | WEG | Homologado
| Reator Isolado a AR | Reator Lim Corrente para BC | 1102004 | 38110 | 13050060 | REATOR LIM AR 138KV 2MILIH 200A | DIS-ETE-200 | WEG | Homologado
| Reator Isolado a AR | Reator Lim Corrente de Neutro de Trafo | - | - | 12095064 | REATOR LIM AR EXT 1F 13,8KV 0,4OHMS 200A | DIS-ETE-198 | WEG | Homologado
| Reator Isolado a Óleo | Reator Aterramento | 241002 | - | - | REATOR ATERR 72,5KV 40OHM/FASE 10,12MVA | DIS-ETE-060 | ITAIPU | Homologado
| Reator Isolado a Óleo | Reator Aterramento | 241003 | - | - | REATOR ATERR 72,5KV 90OHM/FASE 4,5MVA | DIS-ETE-060 | ITAIPU | Homologado
| Reator Isolado a Óleo | Reator de Derivação | 240001 | - | - | REATOR DERIV 3F 13,8KV 2,5 MVAR | DIS-ETE-058 | ITAIPU | Homologado
| Reator Isolado a Óleo | Reator de Derivação | 240004 | - | - | REATOR DERIV 3F 36,2KV 2,5MVAR | DIS-ETE-058 | ITAIPU | Homologado
| Reator Isolado a Óleo | Reator de Derivação | 242001 | - | - | REATOR DERIV 3F 138,0KV 10,0MVAR | DIS-ETE-058 | ITAIPU | Homologado
| Reator Isolado a Óleo | Reator Aterramento | 241002 | - | - | REATOR ATERR 72,5KV 40OHM/FASE 10,12MVA | DIS-ETE-060 | COMTRAFO | Homologado
| Reator Isolado a Óleo | Reator Aterramento | 241003 | - | - | REATOR ATERR 72,5KV 90OHM/FASE 4,5MVA | DIS-ETE-060 | COMTRAFO | Homologado
| Reator Isolado a Óleo | Reator de Derivação | 240001 | - | - | REATOR DERIV 3F 13,8KV 2,5 MVAR | DIS-ETE-058 | COMTRAFO | Homologado
| Reator Isolado a Óleo | Reator de Derivação | 240004 | - | - | REATOR DERIV 3F 36,2KV 2,5MVAR | DIS-ETE-058 | COMTRAFO | Homologado
| Reator Isolado a Óleo | Reator de Derivação | 242001 | - | - | REATOR DERIV 3F 138,0KV 10,0MVAR | DIS-ETE-058 | COMTRAFO | Homologado
| Reator Isolado a Óleo | Reator Aterramento | 241002 | - | - | REATOR ATERR 72,5KV 40OHM/FASE 10,12MVA | DIS-ETE-060 | GFE BLUTRAFOS | Homologado
| Reator Isolado a Óleo | Reator Aterramento | 241003 | - | - | REATOR ATERR 72,5KV 90OHM/FASE 4,5MVA | DIS-ETE-060 | GFE BLUTRAFOS | Homologado
| Reator Isolado a Óleo | Reator de Derivação | 240001 | - | - | REATOR DERIV 3F 13,8KV 2,5 MVAR | DIS-ETE-058 | GFE BLUTRAFOS | Homologado
| Reator Isolado a Óleo | Reator de Derivação | 240004 | - | - | REATOR DERIV 3F 36,2KV 2,5MVAR | DIS-ETE-058 | GFE BLUTRAFOS | Homologado
| Reator Isolado a Óleo | Reator de Derivação | 242001 | - | - | REATOR DERIV 3F 138,0KV 10,0MVAR | DIS-ETE-058 | GFE BLUTRAFOS | Homologado
| Reator Isolado a Óleo | Reator Aterramento | 241002 | - | - | REATOR ATERR 72,5KV 40OHM/FASE 10,12MVA | DIS-ETE-060 | TSEA | Homologado
| Reator Isolado a Óleo | Reator Aterramento | 241003 | - | - | REATOR ATERR 72,5KV 90OHM/FASE 4,5MVA | DIS-ETE-060 | TSEA | Homologado
| Reator Isolado a Óleo | Reator de Derivação | 240001 | - | - | REATOR DERIV 3F 13,8KV 2,5 MVAR | DIS-ETE-058 | TSEA | Homologado
| Reator Isolado a Óleo | Reator de Derivação | 240004 | - | - | REATOR DERIV 3F 36,2KV 2,5MVAR | DIS-ETE-058 | TSEA | Homologado
| Reator Isolado a Óleo | Reator de Derivação | 242001 | - | - | REATOR DERIV 3F 138,0KV 10,0MVAR | DIS-ETE-058 | TSEA | Homologado
| Reator Isolado a Óleo | Reator Aterramento | 241002 | - | - | REATOR ATERR 72,5KV 40OHM/FASE 10,12MVA | DIS-ETE-060 | WEG | Homologado
| Reator Isolado a Óleo | Reator Aterramento | 241003 | - | - | REATOR ATERR 72,5KV 90OHM/FASE 4,5MVA | DIS-ETE-060 | WEG | Homologado
| Reator Isolado a Óleo | Reator de Derivação | 240001 | - | - | REATOR DERIV 3F 13,8KV 2,5 MVAR | DIS-ETE-058 | WEG | Homologado
| Reator Isolado a Óleo | Reator de Derivação | 240004 | - | - | REATOR DERIV 3F 36,2KV 2,5MVAR | DIS-ETE-058 | WEG | Homologado
| Reator Isolado a Óleo | Reator de Derivação | 242001 | - | - | REATOR DERIV 3F 138,0KV 10,0MVAR | DIS-ETE-058 | WEG | Homologado
| Religador | Religador | 140045 | 33301 | 12075034 | RELIGADOR 15KV 630A 3F AUT 16kA SE | DIS-ETE-202 | ARTECHE | Homologado
| Religador | Religador | 141013 | 37105 | 12075036 | RELIGADOR 36,2KV 400A 3F AUTO 12,5kA SE | DIS-ETE-202 | ARTECHE | Homologado
| Religador | Religador | 140045 | 33301 | 12075034 | RELIGADOR 15KV 630A 3F AUT 16kA SE | DIS-ETE-202 | COOPER/EATON | Homologado
| Religador | Religador | 141013 | 37105 | 12075036 | RELIGADOR 36,2KV 400A 3F AUTO 12,5kA SE | DIS-ETE-202 | COOPER/EATON | Homologado
| Retificador | Retificador | 712061 | 37943 | 15050004 | RETIFICADOR CARREG TIRIST 125VCC 75A 3F | DIS-ETE-066 | POWERBRAS | Homologado
| Retificador | Retificador | 712060 | 37942 | 15050003 | RETIFICADOR CARREG TIRIST 125VCC 150A 3F | DIS-ETE-066 | POWERBRAS | Homologado
| Retificador | Retificador | 712062 | 37944 | 15050002 | RETIFICADOR CHAVEADO 125VCC 32A | DIS-ETE-066 | POWERBRAS | Homologado
| Retificador | Retificador | 712059 | 37945 | 15050001 | RETIFICADOR CHAVEADO 125VCC 64A | DIS-ETE-066 | POWERBRAS | Homologado
| Retificador | Retificador | 711024 | 37002 | 15040040 | RETIFICADOR CHAVEADO PORTATIL 125VCC 64A | DIS-ETE-066 | POWERBRAS | Homologado
| Retificador | Retificador | 712061 | 37943 | 15050004 | RETIFICADOR CARREG TIRIST 125VCC 75A 3F | DIS-ETE-066 | POWERSOLUTIONS | Homologado
| Retificador | Retificador | 712060 | 37942 | 15050003 | RETIFICADOR CARREG TIRIST 125VCC 150A 3F | DIS-ETE-066 | POWERSOLUTIONS | Homologado
| Retificador | Retificador | 712062 | 37944 | 15050002 | RETIFICADOR CHAVEADO 125VCC 32A | DIS-ETE-066 | POWERSOLUTIONS | Homologado
| Retificador | Retificador | 712059 | 37945 | 15050001 | RETIFICADOR CHAVEADO 125VCC 64A | DIS-ETE-066 | POWERSOLUTIONS | Homologado
| Retificador | Retificador | 711024 | 37002 | 15040040 | RETIFICADOR CHAVEADO PORTATIL 125VCC 64A | DIS-ETE-066 | POWERSOLUTIONS | Homologado
| Retificador | Retificador | 712061 | 37943 | 15050004 | RETIFICADOR CARREG TIRIST 125VCC 75A 3F | DIS-ETE-066 | ELTEK | Homologado
| Retificador | Retificador | 712060 | 37942 | 15050003 | RETIFICADOR CARREG TIRIST 125VCC 150A 3F | DIS-ETE-066 | ELTEK | Homologado
| Retificador | Retificador | 712062 | 37944 | 15050002 | RETIFICADOR CHAVEADO 125VCC 32A | DIS-ETE-066 | ELTEK | Homologado
| Retificador | Retificador | 712059 | 37945 | 15050001 | RETIFICADOR CHAVEADO 125VCC 64A | DIS-ETE-066 | ELTEK | Homologado
| Retificador | Retificador | 711024 | 37002 | 15040040 | RETIFICADOR CHAVEADO PORTATIL 125VCC 64A | DIS-ETE-066 | ELTEK | Homologado
| Retificador | Retificador | 712061 | 37943 | 15050004 | RETIFICADOR CARREG TIRIST 125VCC 75A 3F | DIS-ETE-066 | ADELCO | Homologado
| Retificador | Retificador | 712060 | 37942 | 15050003 | RETIFICADOR CARREG TIRIST 125VCC 150A 3F | DIS-ETE-066 | ADELCO | Homologado
| Retificador | Retificador | 712062 | 37944 | 15050002 | RETIFICADOR CHAVEADO 125VCC 32A | DIS-ETE-066 | ADELCO | Homologado
| Retificador | Retificador | 712059 | 37945 | 15050001 | RETIFICADOR CHAVEADO 125VCC 64A | DIS-ETE-066 | ADELCO | Homologado
| Retificador | Retificador | 711024 | 37002 | 15040040 | RETIFICADOR CHAVEADO PORTATIL 125VCC 64A | DIS-ETE-066 | ADELCO | Homologado
| Retificador | Retificador | 712061 | 37943 | 15050004 | RETIFICADOR CARREG TIRIST 125VCC 75A 3F | DIS-ETE-066 | TEKSEA | Homologado
| Retificador | Retificador | 712060 | 37942 | 15050003 | RETIFICADOR CARREG TIRIST 125VCC 150A 3F | DIS-ETE-066 | TEKSEA | Homologado
| Retificador | Retificador | 712062 | 37944 | 15050002 | RETIFICADOR CHAVEADO 125VCC 32A | DIS-ETE-066 | TEKSEA | Homologado
| Retificador | Retificador | 712059 | 37945 | 15050001 | RETIFICADOR CHAVEADO 125VCC 64A | DIS-ETE-066 | TEKSEA | Homologado
| Retificador | Retificador | 711024 | 37002 | 15040040 | RETIFICADOR CHAVEADO PORTATIL 125VCC 64A | DIS-ETE-066 | TEKSEA | Homologado
| Retificador | Retificador | 712061 | 37943 | 15050004 | RETIFICADOR CARREG TIRIST 125VCC 75A 3F | DIS-ETE-066 | WEG | Homologado
| Retificador | Retificador | 712060 | 37942 | 15050003 | RETIFICADOR CARREG TIRIST 125VCC 150A 3F | DIS-ETE-066 | WEG | Homologado
| Retificador | Retificador | 712062 | 37944 | 15050002 | RETIFICADOR CHAVEADO 125VCC 32A | DIS-ETE-066 | WEG | Homologado
| Retificador | Retificador | 712059 | 37945 | 15050001 | RETIFICADOR CHAVEADO 125VCC 64A | DIS-ETE-066 | WEG | Homologado
| Retificador | Retificador | 711024 | 37002 | 15040040 | RETIFICADOR CHAVEADO PORTATIL 125VCC 64A | DIS-ETE-066 | WEG | Homologado
| SE Móvel | SE Móvel | 2011013 | 36536 | - | SE MOVEL CPL 30MVA 138x69/34,5x13,8KV | DIS-ETE-026 | WEG | Homologado
| SE Móvel | SE Móvel | 2011007 | 36537 | - | SE MOVEL CPL 25MVA 138x69/34,5x13,8KV | DIS-ETE-026 | WEG | Homologado
| SE Móvel | SE Móvel | 2011008 | 36539 | - | SE MOVEL CPL 25MVA 138x69/13,8KV | DIS-ETE-026 | WEG | Homologado
| SE Móvel | SE Móvel | 2011009 | 36540 | - | SE MOVEL CPL 25MVA 69/13,8KV | DIS-ETE-026 | WEG | Homologado
| SE Móvel | SE Móvel | 2011010 | 36562 | - | SE MOVEL MDL 25MVA 138x69/34,5x13,8KV | DIS-ETE-026 | WEG | Homologado
| SE Móvel | SE Móvel | 2011011 | 36564 | - | SE MOVEL MDL 25MVA 138x69/13,8KV | DIS-ETE-026 | WEG | Homologado
| SE Móvel | SE Móvel | 2011012 | 36565 | - | SE MOVEL MDL 25MVA 69/13,8KV | DIS-ETE-026 | WEG | Homologado
| SE Móvel | SE Móvel | 2011013 | 36536 | - | SE MOVEL CPL 30MVA 138x69/34,5x13,8KV | DIS-ETE-026 | ABB | Homologado
| SE Móvel | SE Móvel | 2011007 | 36537 | - | SE MOVEL CPL 25MVA 138x69/34,5x13,8KV | DIS-ETE-026 | ABB | Homologado
| SE Móvel | SE Móvel | 2011008 | 36539 | - | SE MOVEL CPL 25MVA 138x69/13,8KV | DIS-ETE-026 | ABB | Homologado
| SE Móvel | SE Móvel | 2011009 | 36540 | - | SE MOVEL CPL 25MVA 69/13,8KV | DIS-ETE-026 | ABB | Homologado
| SE Móvel | SE Móvel | 2011010 | 36562 | - | SE MOVEL MDL 25MVA 138x69/34,5x13,8KV | DIS-ETE-026 | ABB | Homologado
| SE Móvel | SE Móvel | 2011011 | 36564 | - | SE MOVEL MDL 25MVA 138x69/13,8KV | DIS-ETE-026 | ABB | Homologado
| SE Móvel | SE Móvel | 2011012 | 36565 | - | SE MOVEL MDL 25MVA 69/13,8KV | DIS-ETE-026 | ABB | Homologado
| SE Móvel | SE Móvel | 2011013 | 36536 | - | SE MOVEL CPL 30MVA 138x69/34,5x13,8KV | DIS-ETE-026 | SIEMENS | Homologado
| SE Móvel | SE Móvel | 2011007 | 36537 | - | SE MOVEL CPL 25MVA 138x69/34,5x13,8KV | DIS-ETE-026 | SIEMENS | Homologado
| SE Móvel | SE Móvel | 2011008 | 36539 | - | SE MOVEL CPL 25MVA 138x69/13,8KV | DIS-ETE-026 | SIEMENS | Homologado
| SE Móvel | SE Móvel | 2011009 | 36540 | - | SE MOVEL CPL 25MVA 69/13,8KV | DIS-ETE-026 | SIEMENS | Homologado
| SE Móvel | SE Móvel | 2011010 | 36562 | - | SE MOVEL MDL 25MVA 138x69/34,5x13,8KV | DIS-ETE-026 | SIEMENS | Homologado
| SE Móvel | SE Móvel | 2011011 | 36564 | - | SE MOVEL MDL 25MVA 138x69/13,8KV | DIS-ETE-026 | SIEMENS | Homologado
| SE Móvel | SE Móvel | 2011012 | 36565 | - | SE MOVEL MDL 25MVA 69/13,8KV | DIS-ETE-026 | SIEMENS | Homologado
| SE Móvel | SE Móvel | 2011013 | 36536 | - | SE MOVEL CPL 30MVA 138x69/34,5x13,8KV | DIS-ETE-026 | TSEA | Homologado
| SE Móvel | SE Móvel | 2011007 | 36537 | - | SE MOVEL CPL 25MVA 138x69/34,5x13,8KV | DIS-ETE-026 | TSEA | Homologado
| SE Móvel | SE Móvel | 2011008 | 36539 | - | SE MOVEL CPL 25MVA 138x69/13,8KV | DIS-ETE-026 | TSEA | Homologado
| SE Móvel | SE Móvel | 2011009 | 36540 | - | SE MOVEL CPL 25MVA 69/13,8KV | DIS-ETE-026 | TSEA | Homologado
| SE Móvel | SE Móvel | 2011010 | 36562 | - | SE MOVEL MDL 25MVA 138x69/34,5x13,8KV | DIS-ETE-026 | TSEA | Homologado
| SE Móvel | SE Móvel | 2011011 | 36564 | - | SE MOVEL MDL 25MVA 138x69/13,8KV | DIS-ETE-026 | TSEA | Homologado
| SE Móvel | SE Móvel | 2011012 | 36565 | - | SE MOVEL MDL 25MVA 69/13,8KV | DIS-ETE-026 | TSEA | Homologado
| TP/TC | TC MT | 231267 | 35672 | 14010095 | TC INT 15KV MP 300X600-5-5A | INS 72.50.03 | BALTEAU | Homologado
| TP/TC | TC MT | 231266 | 35671 | 14010094 | TC INT 15KV MP 1000X2000-5-5A | INS 72.50.03 | BALTEAU | Homologado
| TP/TC | TC MT | - | - | 14010098 | TC INT 15 KV MP 1000X2000-5-5-5A | INS 72.50.03 | BALTEAU | Homologado
| TP/TC | TC MT | 231280 | 38031 | 14010120 | TC MEDICAO EXT 15,0KV 2,5 a 22,5 VA 0,3 | INS 72.50.03 | BALTEAU | Homologado
| TP/TC | TC MT | 231265 | 35650 | 14010084 | TC EXT 15KV MP 150X300-5-5A | INS 72.50.03 | BALTEAU | Homologado
| TP/TC | TC MT | 231264 | 35649 | 14010085 | TC EXT 15KV MP 300X600-5-5A | INS 72.50.03 | BALTEAU | Homologado
| TP/TC | TC MT | 231263 | 35648 | 14010082 | TC EXT 15KV MP 1000X2000-5-5A | INS 72.50.03 | BALTEAU | Homologado
| TP/TC | TC MT | - | - | 14010103 | TC EXT 15 KV MP 1000X2000-5-5-5A | INS 72.50.03 | BALTEAU | Homologado
| TP/TC | TC MT | 236002 | 38111 | 14040041 | TC EXT 24KV M 45-5A | INS 72.50.03 | BALTEAU | Homologado
| TP/TC | TC MT | 232076 | 38032 | 14010119 | TC MEDICAO EXT 36,2KV 2,5 a 22,5 VA 0,3 | INS 72.50.03 | BALTEAU | Homologado
| TP/TC | TC MT | 232059 | 35659 | 14010088 | TC EXT 36,2KV MP 150X300-5-5 | INS 72.50.03 | BALTEAU | Homologado
| TP/TC | TC MT | 232060 | 35660 | 14010090 | TC EXT 36,2KV MP 300X600-5-5 | INS 72.50.03 | BALTEAU | Homologado
| TP/TC | TC MT | - | - | 14010109 | TC EXT 36,2KV MP 300X600-5-5-5 | INS 72.50.03 | BALTEAU | Homologado
| TP/TC | TC MT | - | - | 14010110 | TC EXT 36,2KV MP 600X1200-5-5-5 | INS 72.50.03 | BALTEAU | Homologado
| TP/TC | TC MT | - | - | 14010104 | TC INT 36,2KV MP 300X600-5-5-5 | INS 72.50.03 | BALTEAU | Homologado
| TP/TC | TC MT | - | - | 14010105 | TC INT 36,2KV MP 600X1200-5-5-5 | INS 72.50.03 | BALTEAU | Homologado
| TP/TC | TC AT | 233188 | 35656 | 14010091 | TC EXT 72,5KV MP 250X500-5-5-5 | INS 72.50.03 | BALTEAU | Homologado
| TP/TC | TC AT | 233189 | 35657 | 14010092 | TC EXT 72,5KV MP 400X800-5-5-5 | INS 72.50.03 | BALTEAU | Homologado
| TP/TC | TC AT | 233182 | 35658 | 14010093 | TC EXT 72,5KV MP 600X1200-5-5 | INS 72.50.03 | BALTEAU | Homologado
| TP/TC | TC AT | 233193 | 37638 | 14010114 | TC EXT 72,5 KV MP 1000X2000-5-5-5-5-5 | INS 72.50.03 | BALTEAU | Homologado
| TP/TC | TC AT | 233197 | 38112 | 14040042 | TC EXT 24KV M 45-5A | INS 72.50.03 | BALTEAU | Homologado
| TP/TC | TC AT | 234047 | 35653 | 14010079 | TC EXT 145KV MP 100X200X400-5-5-5 | INS 72.50.03 | BALTEAU | Homologado
| TP/TC | TC AT | 234044 | 35654 | 14010080 | TC EXT 145KV MP 400X800-5-5 | INS 72.50.03 | BALTEAU | Homologado
| TP/TC | TC AT | 234048 | 35655 | 14010081 | TC EXT 145KV MP 800X1600X2000-5-5-5-5-5 | INS 72.50.03 | BALTEAU | Homologado
| TP/TC | TPI AT | 224045 | 37404 | 14040036 | TPI EXT 1M/2P 138KV 324VA OL | INS 72.54.03 | BALTEAU | Homologado
| TP/TC | TPI AT | 224044 | 37405 | 14040035 | TPI EXT 1M-3P 138KV 432VA OL | INS 72.54.03 | BALTEAU | Homologado
| TP/TC | TPI AT | 224046 | 37410 | 14040034 | TPI EXT 4P 138KV 432VA OL | INS 72.54.03 | BALTEAU | Homologado
| TP/TC | TPI AT | - | 37406 | - | TPI EXT 1M/2P 88KV 324VA OL | INS 72.54.03 | BALTEAU | Homologado
| TP/TC | TPI AT | 223076 | 37407 | 14040033 | TPI EXT M/P 69KV 216VA OL/SC | INS 72.54.03 | BALTEAU | Homologado
| TP/TC | TPI AT | 223077 | 37408 | 14040032 | TPI EXT 1M/2P 69KV 324VA OL/SC | INS 72.54.03 | BALTEAU | Homologado
| TP/TC | TPI MT | 222054 | 37409 | 14040031 | TPI EXT MP 34,5KV 400VA SC | INS 72.54.03 | BALTEAU | Homologado
| TP/TC | TPI MT | - | - | 14040037 | TPI EXT M/P 34,5KV 400VA SC | INS 72.54.03 | BALTEAU | Homologado
| TP/TC | TPI MT | 221094 | 37403 | 14040030 | TPI EXT MP 13,8KV 400VA SC | INS 72.54.03 | BALTEAU | Homologado
| TP/TC | TPI MT | 221148 | 37411 | 14040029 | TPI INT MP 13,8KV 400VA SC | INS 72.54.03 | BALTEAU | Homologado
| TP/TC | TPI MT | 221149 | - | - | TPI EXT M/P 11,5KV 400VA SC | INS 72.54.03 | BALTEAU | Homologado
| TP/TC | TPC AT | - | 37412 | - | TPC EXT 1M/2P 138KV 504VA OL | INS 72.54.03 | BALTEAU | Homologado
| TP/TC | TC AT | 233188 | 35656 | 14010091 | TC EXT 72,5KV MP 250X500-5-5-5 | INS 72.50.03 | ABB | Homologado
| TP/TC | TC AT | 233189 | 35657 | 14010092 | TC EXT 72,5KV MP 400X800-5-5-5 | INS 72.50.03 | ABB | Homologado
| TP/TC | TC AT | 233182 | 35658 | 14010093 | TC EXT 72,5KV MP 600X1200-5-5 | INS 72.50.03 | ABB | Homologado
| TP/TC | TC AT | 233193 | 37638 | 14010114 | TC EXT 72,5 KV MP 1000X2000-5-5-5-5-5 | INS 72.50.03 | ABB | Homologado
| TP/TC | TC AT | 233197 | 38112 | 14040042 | TC EXT 24KV M 45-5A | INS 72.50.03 | ABB | Homologado
| TP/TC | TC AT | 234047 | 35653 | 14010079 | TC EXT 145KV MP 100X200X400-5-5-5 | INS 72.50.03 | ABB | Homologado
| TP/TC | TC AT | 234044 | 35654 | 14010080 | TC EXT 145KV MP 400X800-5-5 | INS 72.50.03 | ABB | Homologado
| TP/TC | TC AT | 234048 | 35655 | 14010081 | TC EXT 145KV MP 800X1600X2000-5-5-5-5-5 | INS 72.50.03 | ABB | Homologado
| TP/TC | TPI AT | 224045 | 37404 | 14040036 | TPI EXT 1M/2P 138KV 324VA OL | INS 72.54.03 | ABB | Homologado
| TP/TC | TPI AT | 224044 | 37405 | 14040035 | TPI EXT 1M-3P 138KV 432VA OL | INS 72.54.03 | ABB | Homologado
| TP/TC | TPI AT | 224046 | 37410 | 14040034 | TPI EXT 4P 138KV 432VA OL | INS 72.54.03 | ABB | Homologado
| TP/TC | TPI AT | - | 37406 | - | TPI EXT 1M/2P 88KV 324VA OL | INS 72.54.03 | ABB | Homologado
| TP/TC | TPI AT | 223076 | 37407 | 14040033 | TPI EXT M/P 69KV 216VA OL/SC | INS 72.54.03 | ABB | Homologado
| TP/TC | TPI AT | 223077 | 37408 | 14040032 | TPI EXT 1M/2P 69KV 324VA OL/SC | INS 72.54.03 | ABB | Homologado
| TP/TC | TPC AT | - | 37412 | - | TPC EXT 1M/2P 138KV 504VA OL | INS 72.54.03 | ABB | Homologado
| TP/TC | TC AT | 233188 | 35656 | 14010091 | TC EXT 72,5KV MP 250X500-5-5-5 | INS 72.50.03 | ALSTOM/GE | Homologado
| TP/TC | TC AT | 233189 | 35657 | 14010092 | TC EXT 72,5KV MP 400X800-5-5-5 | INS 72.50.03 | ALSTOM/GE | Homologado
| TP/TC | TC AT | 233182 | 35658 | 14010093 | TC EXT 72,5KV MP 600X1200-5-5 | INS 72.50.03 | ALSTOM/GE | Homologado
| TP/TC | TC AT | 233193 | 37638 | 14010114 | TC EXT 72,5 KV MP 1000X2000-5-5-5-5-5 | INS 72.50.03 | ALSTOM/GE | Homologado
| TP/TC | TC AT | 233197 | 38112 | 14040042 | TC EXT 24KV M 45-5A | INS 72.50.03 | ALSTOM/GE | Homologado
| TP/TC | TC AT | 234047 | 35653 | 14010079 | TC EXT 145KV MP 100X200X400-5-5-5 | INS 72.50.03 | ALSTOM/GE | Homologado
| TP/TC | TC AT | 234044 | 35654 | 14010080 | TC EXT 145KV MP 400X800-5-5 | INS 72.50.03 | ALSTOM/GE | Homologado
| TP/TC | TC AT | 234048 | 35655 | 14010081 | TC EXT 145KV MP 800X1600X2000-5-5-5-5-5 | INS 72.50.03 | ALSTOM/GE | Homologado
| TP/TC | TPI AT | 224045 | 37404 | 14040036 | TPI EXT 1M/2P 138KV 324VA OL | INS 72.54.03 | ALSTOM/GE | Homologado
| TP/TC | TPI AT | 224044 | 37405 | 14040035 | TPI EXT 1M-3P 138KV 432VA OL | INS 72.54.03 | ALSTOM/GE | Homologado
| TP/TC | TPI AT | 224046 | 37410 | 14040034 | TPI EXT 4P 138KV 432VA OL | INS 72.54.03 | ALSTOM/GE | Homologado
| TP/TC | TPI AT | - | 37406 | - | TPI EXT 1M/2P 88KV 324VA OL | INS 72.54.03 | ALSTOM/GE | Homologado
| TP/TC | TPI AT | 223076 | 37407 | 14040033 | TPI EXT M/P 69KV 216VA OL/SC | INS 72.54.03 | ALSTOM/GE | Homologado
| TP/TC | TPI AT | 223077 | 37408 | 14040032 | TPI EXT 1M/2P 69KV 324VA OL/SC | INS 72.54.03 | ALSTOM/GE | Homologado
| TP/TC | TPC AT | - | 37412 | - | TPC EXT 1M/2P 138KV 504VA OL | INS 72.54.03 | ALSTOM/GE | Homologado
| TP/TC | TC AT | 233188 | 35656 | 14010091 | TC EXT 72,5KV MP 250X500-5-5-5 | INS 72.50.03 | ARTECHE | Homologado
| TP/TC | TC AT | 233189 | 35657 | 14010092 | TC EXT 72,5KV MP 400X800-5-5-5 | INS 72.50.03 | ARTECHE | Homologado
| TP/TC | TC AT | 233182 | 35658 | 14010093 | TC EXT 72,5KV MP 600X1200-5-5 | INS 72.50.03 | ARTECHE | Homologado
| TP/TC | TC AT | 233193 | 37638 | 14010114 | TC EXT 72,5 KV MP 1000X2000-5-5-5-5-5 | INS 72.50.03 | ARTECHE | Homologado
| TP/TC | TC AT | 233197 | 38112 | 14040042 | TC EXT 24KV M 45-5A | INS 72.50.03 | ARTECHE | Homologado
| TP/TC | TC AT | 234047 | 35653 | 14010079 | TC EXT 145KV MP 100X200X400-5-5-5 | INS 72.50.03 | ARTECHE | Homologado
| TP/TC | TC AT | 234044 | 35654 | 14010080 | TC EXT 145KV MP 400X800-5-5 | INS 72.50.03 | ARTECHE | Homologado
| TP/TC | TC AT | 234048 | 35655 | 14010081 | TC EXT 145KV MP 800X1600X2000-5-5-5-5-5 | INS 72.50.03 | ARTECHE | Homologado
| TP/TC | TPI AT | 224045 | 37404 | 14040036 | TPI EXT 1M/2P 138KV 324VA OL | INS 72.54.03 | ARTECHE | Homologado
| TP/TC | TPI AT | 224044 | 37405 | 14040035 | TPI EXT 1M-3P 138KV 432VA OL | INS 72.54.03 | ARTECHE | Homologado
| TP/TC | TPI AT | 224046 | 37410 | 14040034 | TPI EXT 4P 138KV 432VA OL | INS 72.54.03 | ARTECHE | Homologado
| TP/TC | TPI AT | - | 37406 | - | TPI EXT 1M/2P 88KV 324VA OL | INS 72.54.03 | ARTECHE | Homologado
| TP/TC | TPI AT | 223076 | 37407 | 14040033 | TPI EXT M/P 69KV 216VA OL/SC | INS 72.54.03 | ARTECHE | Homologado
| TP/TC | TPI AT | 223077 | 37408 | 14040032 | TPI EXT 1M/2P 69KV 324VA OL/SC | INS 72.54.03 | ARTECHE | Homologado
| TP/TC | TPC AT | - | 37412 | - | TPC EXT 1M/2P 138KV 504VA OL | INS 72.54.03 | ARTECHE | Homologado
| TP/TC | TC AT | 233188 | 35656 | 14010091 | TC EXT 72,5KV MP 250X500-5-5-5 | INS 72.50.03 | PFIFFNER | Homologado
| TP/TC | TC AT | 233189 | 35657 | 14010092 | TC EXT 72,5KV MP 400X800-5-5-5 | INS 72.50.03 | PFIFFNER | Homologado
| TP/TC | TC AT | 233182 | 35658 | 14010093 | TC EXT 72,5KV MP 600X1200-5-5 | INS 72.50.03 | PFIFFNER | Homologado
| TP/TC | TC AT | 233193 | 37638 | 14010114 | TC EXT 72,5 KV MP 1000X2000-5-5-5-5-5 | INS 72.50.03 | PFIFFNER | Homologado
| TP/TC | TC AT | 233197 | 38112 | 14040042 | TC EXT 24KV M 45-5A | INS 72.50.03 | PFIFFNER | Homologado
| TP/TC | TC AT | 234047 | 35653 | 14010079 | TC EXT 145KV MP 100X200X400-5-5-5 | INS 72.50.03 | PFIFFNER | Homologado
| TP/TC | TC AT | 234044 | 35654 | 14010080 | TC EXT 145KV MP 400X800-5-5 | INS 72.50.03 | PFIFFNER | Homologado
| TP/TC | TC AT | 234048 | 35655 | 14010081 | TC EXT 145KV MP 800X1600X2000-5-5-5-5-5 | INS 72.50.03 | PFIFFNER | Homologado
| TP/TC | TPI AT | 224045 | 37404 | 14040036 | TPI EXT 1M/2P 138KV 324VA OL | INS 72.54.03 | PFIFFNER | Homologado
| TP/TC | TPI AT | 224044 | 37405 | 14040035 | TPI EXT 1M-3P 138KV 432VA OL | INS 72.54.03 | PFIFFNER | Homologado
| TP/TC | TPI AT | 224046 | 37410 | 14040034 | TPI EXT 4P 138KV 432VA OL | INS 72.54.03 | PFIFFNER | Homologado
| TP/TC | TPI AT | - | 37406 | - | TPI EXT 1M/2P 88KV 324VA OL | INS 72.54.03 | PFIFFNER | Homologado
| TP/TC | TPI AT | 223076 | 37407 | 14040033 | TPI EXT M/P 69KV 216VA OL/SC | INS 72.54.03 | PFIFFNER | Homologado
| TP/TC | TPI AT | 223077 | 37408 | 14040032 | TPI EXT 1M/2P 69KV 324VA OL/SC | INS 72.54.03 | PFIFFNER | Homologado
| TP/TC | TPC AT | - | 37412 | - | TPC EXT 1M/2P 138KV 504VA OL | INS 72.54.03 | PFIFFNER | Homologado
| TP/TC | TC AT | 233188 | 35656 | 14010091 | TC EXT 72,5KV MP 250X500-5-5-5 | INS 72.50.03 | SIEMENS | Homologado
| TP/TC | TC AT | 233189 | 35657 | 14010092 | TC EXT 72,5KV MP 400X800-5-5-5 | INS 72.50.03 | SIEMENS | Homologado
| TP/TC | TC AT | 233182 | 35658 | 14010093 | TC EXT 72,5KV MP 600X1200-5-5 | INS 72.50.03 | SIEMENS | Homologado
| TP/TC | TC AT | 233193 | 37638 | 14010114 | TC EXT 72,5 KV MP 1000X2000-5-5-5-5-5 | INS 72.50.03 | SIEMENS | Homologado
| TP/TC | TC AT | 233197 | 38112 | 14040042 | TC EXT 24KV M 45-5A | INS 72.50.03 | SIEMENS | Homologado
| TP/TC | TC AT | 234047 | 35653 | 14010079 | TC EXT 145KV MP 100X200X400-5-5-5 | INS 72.50.03 | SIEMENS | Homologado
| TP/TC | TC AT | 234044 | 35654 | 14010080 | TC EXT 145KV MP 400X800-5-5 | INS 72.50.03 | SIEMENS | Homologado
| TP/TC | TC AT | 234048 | 35655 | 14010081 | TC EXT 145KV MP 800X1600X2000-5-5-5-5-5 | INS 72.50.03 | SIEMENS | Homologado
| TP/TC | TPI AT | 224045 | 37404 | 14040036 | TPI EXT 1M/2P 138KV 324VA OL | INS 72.54.03 | SIEMENS | Homologado
| TP/TC | TPI AT | 224044 | 37405 | 14040035 | TPI EXT 1M-3P 138KV 432VA OL | INS 72.54.03 | SIEMENS | Homologado
| TP/TC | TPI AT | 224046 | 37410 | 14040034 | TPI EXT 4P 138KV 432VA OL | INS 72.54.03 | SIEMENS | Homologado
| TP/TC | TPI AT | - | 37406 | - | TPI EXT 1M/2P 88KV 324VA OL | INS 72.54.03 | SIEMENS | Homologado
| TP/TC | TPI AT | 223076 | 37407 | 14040033 | TPI EXT M/P 69KV 216VA OL/SC | INS 72.54.03 | SIEMENS | Homologado
| TP/TC | TPI AT | 223077 | 37408 | 14040032 | TPI EXT 1M/2P 69KV 324VA OL/SC | INS 72.54.03 | SIEMENS | Homologado
| TP/TC | TPC AT | - | 37412 | - | TPC EXT 1M/2P 138KV 504VA OL | INS 72.54.03 | SIEMENS | Homologado
| TP/TC | TC MT | 231267 | 35672 | 14010095 | TC INT 15KV MP 300X600-5-5A | INS 72.50.03 | INSTRUMENTI BRASIL | Homologado
| TP/TC | TC MT | 231266 | 35671 | 14010094 | TC INT 15KV MP 1000X2000-5-5A | INS 72.50.03 | INSTRUMENTI BRASIL | Homologado
| TP/TC | TC MT | - | - | 14010098 | TC INT 15 KV MP 1000X2000-5-5-5A | INS 72.50.03 | INSTRUMENTI BRASIL | Homologado
| TP/TC | TC MT | 231280 | 38031 | 14010120 | TC MEDICAO EXT 15,0KV 2,5 a 22,5 VA 0,3 | INS 72.50.03 | INSTRUMENTI BRASIL | Homologado
| TP/TC | TC MT | 231265 | 35650 | 14010084 | TC EXT 15KV MP 150X300-5-5A | INS 72.50.03 | INSTRUMENTI BRASIL | Homologado
| TP/TC | TC MT | 231264 | 35649 | 14010085 | TC EXT 15KV MP 300X600-5-5A | INS 72.50.03 | INSTRUMENTI BRASIL | Homologado
| TP/TC | TC MT | 231263 | 35648 | 14010082 | TC EXT 15KV MP 1000X2000-5-5A | INS 72.50.03 | INSTRUMENTI BRASIL | Homologado
| TP/TC | TC MT | - | - | 14010103 | TC EXT 15 KV MP 1000X2000-5-5-5A | INS 72.50.03 | INSTRUMENTI BRASIL | Homologado
| TP/TC | TC MT | 236002 | 38111 | 14040041 | TC EXT 24KV M 45-5A | INS 72.50.03 | INSTRUMENTI BRASIL | Homologado
| TP/TC | TC MT | 232076 | 38032 | 14010119 | TC MEDICAO EXT 36,2KV 2,5 a 22,5 VA 0,3 | INS 72.50.03 | INSTRUMENTI BRASIL | Homologado
| TP/TC | TC MT | 232059 | 35659 | 14010088 | TC EXT 36,2KV MP 150X300-5-5 | INS 72.50.03 | INSTRUMENTI BRASIL | Homologado
| TP/TC | TC MT | 232060 | 35660 | 14010090 | TC EXT 36,2KV MP 300X600-5-5 | INS 72.50.03 | INSTRUMENTI BRASIL | Homologado
| TP/TC | TC MT | - | - | 14010109 | TC EXT 36,2KV MP 300X600-5-5-5 | INS 72.50.03 | INSTRUMENTI BRASIL | Homologado
| TP/TC | TC MT | - | - | 14010110 | TC EXT 36,2KV MP 600X1200-5-5-5 | INS 72.50.03 | INSTRUMENTI BRASIL | Homologado
| TP/TC | TC MT | - | - | 14010104 | TC INT 36,2KV MP 300X600-5-5-5 | INS 72.50.03 | INSTRUMENTI BRASIL | Homologado
| TP/TC | TC MT | - | - | 14010105 | TC INT 36,2KV MP 600X1200-5-5-5 | INS 72.50.03 | INSTRUMENTI BRASIL | Homologado
| TP/TC | TPI MT | 222054 | 37409 | 14040031 | TPI EXT MP 34,5KV 400VA SC | INS 72.54.03 | INSTRUMENTI BRASIL | Homologado
| TP/TC | TPI MT | - | - | 14040037 | TPI EXT M/P 34,5KV 400VA SC | INS 72.54.03 | INSTRUMENTI BRASIL | Homologado
| TP/TC | TPI MT | 221094 | 37403 | 14040030 | TPI EXT MP 13,8KV 400VA SC | INS 72.54.03 | INSTRUMENTI BRASIL | Homologado
| TP/TC | TPI MT | 221148 | 37411 | 14040029 | TPI INT MP 13,8KV 400VA SC | INS 72.54.03 | INSTRUMENTI BRASIL | Homologado
| TP/TC | TPI MT | 221149 | - | - | TPI EXT M/P 11,5KV 400VA SC | INS 72.54.03 | INSTRUMENTI BRASIL | Homologado
| TP/TC | TC MT | 231267 | 35672 | 14010095 | TC INT 15KV MP 300X600-5-5A | INS 72.50.03 | ISOLET | Homologado
| TP/TC | TC MT | 231266 | 35671 | 14010094 | TC INT 15KV MP 1000X2000-5-5A | INS 72.50.03 | ISOLET | Homologado
| TP/TC | TC MT | - | - | 14010098 | TC INT 15 KV MP 1000X2000-5-5-5A | INS 72.50.03 | ISOLET | Homologado
| TP/TC | TC MT | 231280 | 38031 | 14010120 | TC MEDICAO EXT 15,0KV 2,5 a 22,5 VA 0,3 | INS 72.50.03 | ISOLET | Homologado
| TP/TC | TC MT | 231265 | 35650 | 14010084 | TC EXT 15KV MP 150X300-5-5A | INS 72.50.03 | ISOLET | Homologado
| TP/TC | TC MT | 231264 | 35649 | 14010085 | TC EXT 15KV MP 300X600-5-5A | INS 72.50.03 | ISOLET | Homologado
| TP/TC | TC MT | 231263 | 35648 | 14010082 | TC EXT 15KV MP 1000X2000-5-5A | INS 72.50.03 | ISOLET | Homologado
| TP/TC | TC MT | - | - | 14010103 | TC EXT 15 KV MP 1000X2000-5-5-5A | INS 72.50.03 | ISOLET | Homologado
| TP/TC | TC MT | 236002 | 38111 | 14040041 | TC EXT 24KV M 45-5A | INS 72.50.03 | ISOLET | Homologado
| TP/TC | TC MT | 232076 | 38032 | 14010119 | TC MEDICAO EXT 36,2KV 2,5 a 22,5 VA 0,3 | INS 72.50.03 | ISOLET | Homologado
| TP/TC | TC MT | 232059 | 35659 | 14010088 | TC EXT 36,2KV MP 150X300-5-5 | INS 72.50.03 | ISOLET | Homologado
| TP/TC | TC MT | 232060 | 35660 | 14010090 | TC EXT 36,2KV MP 300X600-5-5 | INS 72.50.03 | ISOLET | Homologado
| TP/TC | TC MT | - | - | 14010109 | TC EXT 36,2KV MP 300X600-5-5-5 | INS 72.50.03 | ISOLET | Homologado
| TP/TC | TC MT | - | - | 14010110 | TC EXT 36,2KV MP 600X1200-5-5-5 | INS 72.50.03 | ISOLET | Homologado
| TP/TC | TC MT | - | - | 14010104 | TC INT 36,2KV MP 300X600-5-5-5 | INS 72.50.03 | ISOLET | Homologado
| TP/TC | TC MT | - | - | 14010105 | TC INT 36,2KV MP 600X1200-5-5-5 | INS 72.50.03 | ISOLET | Homologado
| TP/TC | TPI MT | 222054 | 37409 | 14040031 | TPI EXT MP 34,5KV 400VA SC | INS 72.54.03 | ISOLET | Homologado
| TP/TC | TPI MT | - | - | 14040037 | TPI EXT M/P 34,5KV 400VA SC | INS 72.54.03 | ISOLET | Homologado
| TP/TC | TPI MT | 221094 | 37403 | 14040030 | TPI EXT MP 13,8KV 400VA SC | INS 72.54.03 | ISOLET | Homologado
| TP/TC | TPI MT | 221148 | 37411 | 14040029 | TPI INT MP 13,8KV 400VA SC | INS 72.54.03 | ISOLET | Homologado
| TP/TC | TPI MT | 221149 | - | - | TPI EXT M/P 11,5KV 400VA SC | INS 72.54.03 | ISOLET | Homologado
| TP/TC | TC MT | 231267 | 35672 | 14010095 | TC INT 15KV MP 300X600-5-5A | INS 72.50.03 | ZILMER | Homologado
| TP/TC | TC MT | 231266 | 35671 | 14010094 | TC INT 15KV MP 1000X2000-5-5A | INS 72.50.03 | ZILMER | Homologado
| TP/TC | TC MT | - | - | 14010098 | TC INT 15 KV MP 1000X2000-5-5-5A | INS 72.50.03 | ZILMER | Homologado
| TP/TC | TC MT | 231280 | 38031 | 14010120 | TC MEDICAO EXT 15,0KV 2,5 a 22,5 VA 0,3 | INS 72.50.03 | ZILMER | Homologado
| TP/TC | TC MT | 231265 | 35650 | 14010084 | TC EXT 15KV MP 150X300-5-5A | INS 72.50.03 | ZILMER | Homologado
| TP/TC | TC MT | 231264 | 35649 | 14010085 | TC EXT 15KV MP 300X600-5-5A | INS 72.50.03 | ZILMER | Homologado
| TP/TC | TC MT | 231263 | 35648 | 14010082 | TC EXT 15KV MP 1000X2000-5-5A | INS 72.50.03 | ZILMER | Homologado
| TP/TC | TC MT | - | - | 14010103 | TC EXT 15 KV MP 1000X2000-5-5-5A | INS 72.50.03 | ZILMER | Homologado
| TP/TC | TC MT | 236002 | 38111 | 14040041 | TC EXT 24KV M 45-5A | INS 72.50.03 | ZILMER | Homologado
| TP/TC | TC MT | 232076 | 38032 | 14010119 | TC MEDICAO EXT 36,2KV 2,5 a 22,5 VA 0,3 | INS 72.50.03 | ZILMER | Homologado
| TP/TC | TC MT | 232059 | 35659 | 14010088 | TC EXT 36,2KV MP 150X300-5-5 | INS 72.50.03 | ZILMER | Homologado
| TP/TC | TC MT | 232060 | 35660 | 14010090 | TC EXT 36,2KV MP 300X600-5-5 | INS 72.50.03 | ZILMER | Homologado
| TP/TC | TC MT | - | - | 14010109 | TC EXT 36,2KV MP 300X600-5-5-5 | INS 72.50.03 | ZILMER | Homologado
| TP/TC | TC MT | - | - | 14010110 | TC EXT 36,2KV MP 600X1200-5-5-5 | INS 72.50.03 | ZILMER | Homologado
| TP/TC | TC MT | - | - | 14010104 | TC INT 36,2KV MP 300X600-5-5-5 | INS 72.50.03 | ZILMER | Homologado
| TP/TC | TC MT | - | - | 14010105 | TC INT 36,2KV MP 600X1200-5-5-5 | INS 72.50.03 | ZILMER | Homologado
| TP/TC | TPI MT | 222054 | 37409 | 14040031 | TPI EXT MP 34,5KV 400VA SC | INS 72.54.03 | ZILMER | Homologado
| TP/TC | TPI MT | - | - | 14040037 | TPI EXT M/P 34,5KV 400VA SC | INS 72.54.03 | ZILMER | Homologado
| TP/TC | TPI MT | 221094 | 37403 | 14040030 | TPI EXT MP 13,8KV 400VA SC | INS 72.54.03 | ZILMER | Homologado
| TP/TC | TPI MT | 221148 | 37411 | 14040029 | TPI INT MP 13,8KV 400VA SC | INS 72.54.03 | ZILMER | Homologado
| TP/TC | TPI MT | 221149 | - | - | TPI EXT M/P 11,5KV 400VA SC | INS 72.54.03 | ZILMER | Homologado
| TP/TC | TC MT | 231267 | 35672 | 14010095 | TC INT 15KV MP 300X600-5-5A | INS 72.50.03 | BRASFORMER/BRASPEL | Homologado
| TP/TC | TC MT | 231266 | 35671 | 14010094 | TC INT 15KV MP 1000X2000-5-5A | INS 72.50.03 | BRASFORMER/BRASPEL | Homologado
| TP/TC | TC MT | - | - | 14010098 | TC INT 15 KV MP 1000X2000-5-5-5A | INS 72.50.03 | BRASFORMER/BRASPEL | Homologado
| TP/TC | TC MT | 231280 | 38031 | 14010120 | TC MEDICAO EXT 15,0KV 2,5 a 22,5 VA 0,3 | INS 72.50.03 | BRASFORMER/BRASPEL | Homologado
| TP/TC | TC MT | 231265 | 35650 | 14010084 | TC EXT 15KV MP 150X300-5-5A | INS 72.50.03 | BRASFORMER/BRASPEL | Homologado
| TP/TC | TC MT | 231264 | 35649 | 14010085 | TC EXT 15KV MP 300X600-5-5A | INS 72.50.03 | BRASFORMER/BRASPEL | Homologado
| TP/TC | TC MT | 231263 | 35648 | 14010082 | TC EXT 15KV MP 1000X2000-5-5A | INS 72.50.03 | BRASFORMER/BRASPEL | Homologado
| TP/TC | TC MT | - | - | 14010103 | TC EXT 15 KV MP 1000X2000-5-5-5A | INS 72.50.03 | BRASFORMER/BRASPEL | Homologado
| TP/TC | TC MT | 236002 | 38111 | 14040041 | TC EXT 24KV M 45-5A | INS 72.50.03 | BRASFORMER/BRASPEL | Homologado
| TP/TC | TC MT | 232076 | 38032 | 14010119 | TC MEDICAO EXT 36,2KV 2,5 a 22,5 VA 0,3 | INS 72.50.03 | BRASFORMER/BRASPEL | Homologado
| TP/TC | TC MT | 232059 | 35659 | 14010088 | TC EXT 36,2KV MP 150X300-5-5 | INS 72.50.03 | BRASFORMER/BRASPEL | Homologado
| TP/TC | TC MT | 232060 | 35660 | 14010090 | TC EXT 36,2KV MP 300X600-5-5 | INS 72.50.03 | BRASFORMER/BRASPEL | Homologado
| TP/TC | TC MT | - | - | 14010109 | TC EXT 36,2KV MP 300X600-5-5-5 | INS 72.50.03 | BRASFORMER/BRASPEL | Homologado
| TP/TC | TC MT | - | - | 14010110 | TC EXT 36,2KV MP 600X1200-5-5-5 | INS 72.50.03 | BRASFORMER/BRASPEL | Homologado
| TP/TC | TC MT | - | - | 14010104 | TC INT 36,2KV MP 300X600-5-5-5 | INS 72.50.03 | BRASFORMER/BRASPEL | Homologado
| TP/TC | TC MT | - | - | 14010105 | TC INT 36,2KV MP 600X1200-5-5-5 | INS 72.50.03 | BRASFORMER/BRASPEL | Homologado
| TP/TC | TPI MT | 222054 | 37409 | 14040031 | TPI EXT MP 34,5KV 400VA SC | INS 72.54.03 | BRASFORMER/BRASPEL | Homologado
| TP/TC | TPI MT | - | - | 14040037 | TPI EXT M/P 34,5KV 400VA SC | INS 72.54.03 | BRASFORMER/BRASPEL | Homologado
| TP/TC | TPI MT | 221094 | 37403 | 14040030 | TPI EXT MP 13,8KV 400VA SC | INS 72.54.03 | BRASFORMER/BRASPEL | Homologado
| TP/TC | TPI MT | 221148 | 37411 | 14040029 | TPI INT MP 13,8KV 400VA SC | INS 72.54.03 | BRASFORMER/BRASPEL | Homologado
| TP/TC | TPI MT | 221149 | - | - | TPI EXT M/P 11,5KV 400VA SC | INS 72.54.03 | BRASFORMER/BRASPEL | Homologado
| Transformadores de Força | Transformador de Força | 200031 | 36317 | - | TRAFO POT 5/6,25MVA 34,5/13,8KV DYN1 OM | INS 72.00.01 | ABB/HITACHI | Homologado
| Transformadores de Força | Transformador de Força | - | - | 14030099 | TRAFO POT 10/12,5MVA 34,5/13,8KV DYN1 OM | INS 72.00.01 | ABB/HITACHI | Homologado
| Transformadores de Força | Transformador de Força | - | - | 14030100 | TRAFO POT 20/,25MVA 34,5/13,8KV DYN1 OM | INS 72.00.01 | ABB/HITACHI | Homologado
| Transformadores de Força | Transformador de Força | 201223 | 36318 | 14030101 | TRAFO POT 5/6,25MVA 69/13,8KV DYN1 OM | INS 72.00.01 | ABB/HITACHI | Homologado
| Transformadores de Força | Transformador de Força | 201222 | 36319 | 14030102 | TRAFO POT 10/12,5MVA 69/13,8KV DYN1 OM | INS 72.00.01 | ABB/HITACHI | Homologado
| Transformadores de Força | Transformador de Força | 201221 | 36320 | - | TRAFO POT 15/20MVA 69/13,8KV DYN1 OM | INS 72.00.01 | ABB/HITACHI | Homologado
| Transformadores de Força | Transformador de Força | 201220 | 36321 | 14030103 | TRAFO POT 20/26,6MVA 69/13,8KV DYN1 OM | INS 72.00.01 | ABB/HITACHI | Homologado
| Transformadores de Força | Transformador de Força | 201219 | 36322 | - | TRAFO POT 20/26,6MVA 69/13,8KV DYN1 OV | INS 72.00.01 | ABB/HITACHI | Homologado
| Transformadores de Força | Transformador de Força | 201218 | 36323 | - | TRAFO POT 20/26,6MVA 69/13-11KV DYN1 OM | INS 72.00.01 | ABB/HITACHI | Homologado
| Transformadores de Força | Transformador de Força | 201224 | 36347 | - | TRAFO POT 25/33,3MVA 69/13,8KV DYN1 OM | INS 72.00.01 | ABB/HITACHI | Homologado
| Transformadores de Força | Transformador de Força | 201217 | 36324 | - | TRAFO POT 10/12,5MVA 69/34,5KV DYN1 OM | INS 72.00.01 | ABB/HITACHI | Homologado
| Transformadores de Força | Transformador de Força | 201216 | 36326 | - | TRAFO POT 20/26,6MVA 69/34,5KV DYN1 OM | INS 72.00.01 | ABB/HITACHI | Homologado
| Transformadores de Força | Transformador de Força | 202054 | 36327 | - | TRAFO POT 10/12,5MVA 88/13,8KV DYN1 OM | INS 72.00.01 | ABB/HITACHI | Homologado
| Transformadores de Força | Transformador de Força | 202055 | 36328 | - | TRAFO POT 15/20MVA 88/13,8KV DYN1 OM | INS 72.00.01 | ABB/HITACHI | Homologado
| Transformadores de Força | Transformador de Força | 202053 | 36329 | - | TRAFO POT 15/20MVA 88/34,5KV DYN1 OM | INS 72.00.01 | ABB/HITACHI | Homologado
| Transformadores de Força | Transformador de Força | 202050 | 36332 | - | TRAFO POT 5/6,25MVA 138/13,8KV DYN1 OM | INS 72.00.01 | ABB/HITACHI | Homologado
| Transformadores de Força | Transformador de Força | 202052 | 36331 | - | TRAFO POT 10/12,5MVA 138/13,8KV DYN1 OM | INS 72.00.01 | ABB/HITACHI | Homologado
| Transformadores de Força | Transformador de Força | 202049 | 36333 | - | TRAFO POT 15/20MVA 138/13,8KV DYN1 OM | INS 72.00.01 | ABB/HITACHI | Homologado
| Transformadores de Força | Transformador de Força | 202048 | 36334 | - | TRAFO POT 20/26,6MVA 138/13,8KV DYN1 OM | INS 72.00.01 | ABB/HITACHI | Homologado
| Transformadores de Força | Transformador de Força | 202047 | 36335 | - | TRAFO POT 25/33,3MVA 138/13,8KV DYN1 OM | INS 72.00.01 | ABB/HITACHI | Homologado
| Transformadores de Força | Transformador de Força | 202045 | 36337 | - | TRAFO POT 5/6,25MVA 132/13,8KV YNYN0D1 | INS 72.00.01 | ABB/HITACHI | Homologado
| Transformadores de Força | Transformador de Força | - | - | 14030104 | TRAFO POT 25/33,3MVA 138/13,8KV DYN1 OM | INS 72.00.01 | ABB/HITACHI | Homologado
| Transformadores de Força | Transformador de Força | 202046 | 36336 | - | TRAFO POT 10/12,5MVA 132/13,8KV YNYN0D1 | INS 72.00.01 | ABB/HITACHI | Homologado
| Transformadores de Força | Transformador de Força | 202051 | 36338 | - | TRAFO POT 20/26,6MVA 132/13,8KV YNYN0D1 | INS 72.00.01 | ABB/HITACHI | Homologado
| Transformadores de Força | Transformador de Força | 202056 | 36339 | - | TRAFO POT 10/12,5MVA 138/34,5KV DYN1 OM | INS 72.00.01 | ABB/HITACHI | Homologado
| Transformadores de Força | Transformador de Força | 202057 | 36340 | - | TRAFO POT 15/20MVA 138/34,5KV DYN1 OM | INS 72.00.01 | ABB/HITACHI | Homologado
| Transformadores de Força | Transformador de Força | 202058 | 36341 | - | TRAFO POT 20/26,6MVA 138/34,5KV DYN1 OM | INS 72.00.01 | ABB/HITACHI | Homologado
| Transformadores de Força | Transformador de Força | - | - | 14030105 | TRAFO POT 30/40MVA 138/34,5KV YNYN0D1 OM | INS 72.00.01 | ABB/HITACHI | Homologado
| Transformadores de Força | Transformador de Força | - | - | 14030106 | TRAFO POT 50/66,5MVA 138/34,5KV YNYN0D1 OM | INS 72.00.01 | ABB/HITACHI | Homologado
| Transformadores de Força | Transformador de Força | - | - | 14030107 | TRAFO POT 20/26,6MVA 138/69KV YNYN0D1 OM | INS 72.00.01 | ABB/HITACHI | Homologado
| Transformadores de Força | Transformador de Força | 202059 | 36342 | - | TRAFO POT 25/33,3MVA 138/69KV DYN1 OM | INS 72.00.01 | ABB/HITACHI | Homologado
| Transformadores de Força | Transformador de Força | - | - | 14030108 | TRAFO POT 37,5/50MVA 138/69KV YNYN0D1 OM | INS 72.00.01 | ABB/HITACHI | Homologado
| Transformadores de Força | Transformador de Força | 202060 | 36343 | - | TRAFO POT 25/33,3MVA 132/69KV YND11 OM | INS 72.00.01 | ABB/HITACHI | Homologado
| Transformadores de Força | Transformador de Força | 200031 | 36317 | - | TRAFO POT 5/6,25MVA 34,5/13,8KV DYN1 OM | INS 72.00.01 | WEG | Homologado
| Transformadores de Força | Transformador de Força | - | - | 14030099 | TRAFO POT 10/12,5MVA 34,5/13,8KV DYN1 OM | INS 72.00.01 | WEG | Homologado
| Transformadores de Força | Transformador de Força | - | - | 14030100 | TRAFO POT 20/,25MVA 34,5/13,8KV DYN1 OM | INS 72.00.01 | WEG | Homologado
| Transformadores de Força | Transformador de Força | 201223 | 36318 | 14030101 | TRAFO POT 5/6,25MVA 69/13,8KV DYN1 OM | INS 72.00.01 | WEG | Homologado
| Transformadores de Força | Transformador de Força | 201222 | 36319 | 14030102 | TRAFO POT 10/12,5MVA 69/13,8KV DYN1 OM | INS 72.00.01 | WEG | Homologado
| Transformadores de Força | Transformador de Força | 201221 | 36320 | - | TRAFO POT 15/20MVA 69/13,8KV DYN1 OM | INS 72.00.01 | WEG | Homologado
| Transformadores de Força | Transformador de Força | 201220 | 36321 | 14030103 | TRAFO POT 20/26,6MVA 69/13,8KV DYN1 OM | INS 72.00.01 | WEG | Homologado
| Transformadores de Força | Transformador de Força | 201219 | 36322 | - | TRAFO POT 20/26,6MVA 69/13,8KV DYN1 OV | INS 72.00.01 | WEG | Homologado
| Transformadores de Força | Transformador de Força | 201218 | 36323 | - | TRAFO POT 20/26,6MVA 69/13-11KV DYN1 OM | INS 72.00.01 | WEG | Homologado
| Transformadores de Força | Transformador de Força | 201224 | 36347 | - | TRAFO POT 25/33,3MVA 69/13,8KV DYN1 OM | INS 72.00.01 | WEG | Homologado
| Transformadores de Força | Transformador de Força | 201217 | 36324 | - | TRAFO POT 10/12,5MVA 69/34,5KV DYN1 OM | INS 72.00.01 | WEG | Homologado
| Transformadores de Força | Transformador de Força | 201216 | 36326 | - | TRAFO POT 20/26,6MVA 69/34,5KV DYN1 OM | INS 72.00.01 | WEG | Homologado
| Transformadores de Força | Transformador de Força | 202054 | 36327 | - | TRAFO POT 10/12,5MVA 88/13,8KV DYN1 OM | INS 72.00.01 | WEG | Homologado
| Transformadores de Força | Transformador de Força | 202055 | 36328 | - | TRAFO POT 15/20MVA 88/13,8KV DYN1 OM | INS 72.00.01 | WEG | Homologado
| Transformadores de Força | Transformador de Força | 202053 | 36329 | - | TRAFO POT 15/20MVA 88/34,5KV DYN1 OM | INS 72.00.01 | WEG | Homologado
| Transformadores de Força | Transformador de Força | 202050 | 36332 | - | TRAFO POT 5/6,25MVA 138/13,8KV DYN1 OM | INS 72.00.01 | WEG | Homologado
| Transformadores de Força | Transformador de Força | 202052 | 36331 | - | TRAFO POT 10/12,5MVA 138/13,8KV DYN1 OM | INS 72.00.01 | WEG | Homologado
| Transformadores de Força | Transformador de Força | 202049 | 36333 | - | TRAFO POT 15/20MVA 138/13,8KV DYN1 OM | INS 72.00.01 | WEG | Homologado
| Transformadores de Força | Transformador de Força | 202048 | 36334 | - | TRAFO POT 20/26,6MVA 138/13,8KV DYN1 OM | INS 72.00.01 | WEG | Homologado
| Transformadores de Força | Transformador de Força | 202047 | 36335 | - | TRAFO POT 25/33,3MVA 138/13,8KV DYN1 OM | INS 72.00.01 | WEG | Homologado
| Transformadores de Força | Transformador de Força | 202045 | 36337 | - | TRAFO POT 5/6,25MVA 132/13,8KV YNYN0D1 | INS 72.00.01 | WEG | Homologado
| Transformadores de Força | Transformador de Força | - | - | 14030104 | TRAFO POT 25/33,3MVA 138/13,8KV DYN1 OM | INS 72.00.01 | WEG | Homologado
| Transformadores de Força | Transformador de Força | 202046 | 36336 | - | TRAFO POT 10/12,5MVA 132/13,8KV YNYN0D1 | INS 72.00.01 | WEG | Homologado
| Transformadores de Força | Transformador de Força | 202051 | 36338 | - | TRAFO POT 20/26,6MVA 132/13,8KV YNYN0D1 | INS 72.00.01 | WEG | Homologado
| Transformadores de Força | Transformador de Força | 202056 | 36339 | - | TRAFO POT 10/12,5MVA 138/34,5KV DYN1 OM | INS 72.00.01 | WEG | Homologado
| Transformadores de Força | Transformador de Força | 202057 | 36340 | - | TRAFO POT 15/20MVA 138/34,5KV DYN1 OM | INS 72.00.01 | WEG | Homologado
| Transformadores de Força | Transformador de Força | 202058 | 36341 | - | TRAFO POT 20/26,6MVA 138/34,5KV DYN1 OM | INS 72.00.01 | WEG | Homologado
| Transformadores de Força | Transformador de Força | - | - | 14030105 | TRAFO POT 30/40MVA 138/34,5KV YNYN0D1 OM | INS 72.00.01 | WEG | Homologado
| Transformadores de Força | Transformador de Força | - | - | 14030106 | TRAFO POT 50/66,5MVA 138/34,5KV YNYN0D1 OM | INS 72.00.01 | WEG | Homologado
| Transformadores de Força | Transformador de Força | - | - | 14030107 | TRAFO POT 20/26,6MVA 138/69KV YNYN0D1 OM | INS 72.00.01 | WEG | Homologado
| Transformadores de Força | Transformador de Força | 202059 | 36342 | - | TRAFO POT 25/33,3MVA 138/69KV DYN1 OM | INS 72.00.01 | WEG | Homologado
| Transformadores de Força | Transformador de Força | - | - | 14030108 | TRAFO POT 37,5/50MVA 138/69KV YNYN0D1 OM | INS 72.00.01 | WEG | Homologado
| Transformadores de Força | Transformador de Força | 202060 | 36343 | - | TRAFO POT 25/33,3MVA 132/69KV YND11 OM | INS 72.00.01 | WEG | Homologado
| Transformadores de Força | Transformador de Força | 200031 | 36317 | - | TRAFO POT 5/6,25MVA 34,5/13,8KV DYN1 OM | INS 72.00.01 | TSEA | Homologado
| Transformadores de Força | Transformador de Força | - | - | 14030099 | TRAFO POT 10/12,5MVA 34,5/13,8KV DYN1 OM | INS 72.00.01 | TSEA | Homologado
| Transformadores de Força | Transformador de Força | - | - | 14030100 | TRAFO POT 20/,25MVA 34,5/13,8KV DYN1 OM | INS 72.00.01 | TSEA | Homologado
| Transformadores de Força | Transformador de Força | 201223 | 36318 | 14030101 | TRAFO POT 5/6,25MVA 69/13,8KV DYN1 OM | INS 72.00.01 | TSEA | Homologado
| Transformadores de Força | Transformador de Força | 201222 | 36319 | 14030102 | TRAFO POT 10/12,5MVA 69/13,8KV DYN1 OM | INS 72.00.01 | TSEA | Homologado
| Transformadores de Força | Transformador de Força | 201221 | 36320 | - | TRAFO POT 15/20MVA 69/13,8KV DYN1 OM | INS 72.00.01 | TSEA | Homologado
| Transformadores de Força | Transformador de Força | 201220 | 36321 | 14030103 | TRAFO POT 20/26,6MVA 69/13,8KV DYN1 OM | INS 72.00.01 | TSEA | Homologado
| Transformadores de Força | Transformador de Força | 201219 | 36322 | - | TRAFO POT 20/26,6MVA 69/13,8KV DYN1 OV | INS 72.00.01 | TSEA | Homologado
| Transformadores de Força | Transformador de Força | 201218 | 36323 | - | TRAFO POT 20/26,6MVA 69/13-11KV DYN1 OM | INS 72.00.01 | TSEA | Homologado
| Transformadores de Força | Transformador de Força | 201224 | 36347 | - | TRAFO POT 25/33,3MVA 69/13,8KV DYN1 OM | INS 72.00.01 | TSEA | Homologado
| Transformadores de Força | Transformador de Força | 201217 | 36324 | - | TRAFO POT 10/12,5MVA 69/34,5KV DYN1 OM | INS 72.00.01 | TSEA | Homologado
| Transformadores de Força | Transformador de Força | 201216 | 36326 | - | TRAFO POT 20/26,6MVA 69/34,5KV DYN1 OM | INS 72.00.01 | TSEA | Homologado
| Transformadores de Força | Transformador de Força | 202054 | 36327 | - | TRAFO POT 10/12,5MVA 88/13,8KV DYN1 OM | INS 72.00.01 | TSEA | Homologado
| Transformadores de Força | Transformador de Força | 202055 | 36328 | - | TRAFO POT 15/20MVA 88/13,8KV DYN1 OM | INS 72.00.01 | TSEA | Homologado
| Transformadores de Força | Transformador de Força | 202053 | 36329 | - | TRAFO POT 15/20MVA 88/34,5KV DYN1 OM | INS 72.00.01 | TSEA | Homologado
| Transformadores de Força | Transformador de Força | 202050 | 36332 | - | TRAFO POT 5/6,25MVA 138/13,8KV DYN1 OM | INS 72.00.01 | TSEA | Homologado
| Transformadores de Força | Transformador de Força | 202052 | 36331 | - | TRAFO POT 10/12,5MVA 138/13,8KV DYN1 OM | INS 72.00.01 | TSEA | Homologado
| Transformadores de Força | Transformador de Força | 202049 | 36333 | - | TRAFO POT 15/20MVA 138/13,8KV DYN1 OM | INS 72.00.01 | TSEA | Homologado
| Transformadores de Força | Transformador de Força | 202048 | 36334 | - | TRAFO POT 20/26,6MVA 138/13,8KV DYN1 OM | INS 72.00.01 | TSEA | Homologado
| Transformadores de Força | Transformador de Força | 202047 | 36335 | - | TRAFO POT 25/33,3MVA 138/13,8KV DYN1 OM | INS 72.00.01 | TSEA | Homologado
| Transformadores de Força | Transformador de Força | 202045 | 36337 | - | TRAFO POT 5/6,25MVA 132/13,8KV YNYN0D1 | INS 72.00.01 | TSEA | Homologado
| Transformadores de Força | Transformador de Força | - | - | 14030104 | TRAFO POT 25/33,3MVA 138/13,8KV DYN1 OM | INS 72.00.01 | TSEA | Homologado
| Transformadores de Força | Transformador de Força | 202046 | 36336 | - | TRAFO POT 10/12,5MVA 132/13,8KV YNYN0D1 | INS 72.00.01 | TSEA | Homologado
| Transformadores de Força | Transformador de Força | 202051 | 36338 | - | TRAFO POT 20/26,6MVA 132/13,8KV YNYN0D1 | INS 72.00.01 | TSEA | Homologado
| Transformadores de Força | Transformador de Força | 202056 | 36339 | - | TRAFO POT 10/12,5MVA 138/34,5KV DYN1 OM | INS 72.00.01 | TSEA | Homologado
| Transformadores de Força | Transformador de Força | 202057 | 36340 | - | TRAFO POT 15/20MVA 138/34,5KV DYN1 OM | INS 72.00.01 | TSEA | Homologado
| Transformadores de Força | Transformador de Força | 202058 | 36341 | - | TRAFO POT 20/26,6MVA 138/34,5KV DYN1 OM | INS 72.00.01 | TSEA | Homologado
| Transformadores de Força | Transformador de Força | - | - | 14030105 | TRAFO POT 30/40MVA 138/34,5KV YNYN0D1 OM | INS 72.00.01 | TSEA | Homologado
| Transformadores de Força | Transformador de Força | - | - | 14030106 | TRAFO POT 50/66,5MVA 138/34,5KV YNYN0D1 OM | INS 72.00.01 | TSEA | Homologado
| Transformadores de Força | Transformador de Força | - | - | 14030107 | TRAFO POT 20/26,6MVA 138/69KV YNYN0D1 OM | INS 72.00.01 | TSEA | Homologado
| Transformadores de Força | Transformador de Força | 202059 | 36342 | - | TRAFO POT 25/33,3MVA 138/69KV DYN1 OM | INS 72.00.01 | TSEA | Homologado
| Transformadores de Força | Transformador de Força | - | - | 14030108 | TRAFO POT 37,5/50MVA 138/69KV YNYN0D1 OM | INS 72.00.01 | TSEA | Homologado
| Transformadores de Força | Transformador de Força | 202060 | 36343 | - | TRAFO POT 25/33,3MVA 132/69KV YND11 OM | INS 72.00.01 | TSEA | Homologado
| Transformadores de Força | Transformador de Força | 200031 | 36317 | - | TRAFO POT 5/6,25MVA 34,5/13,8KV DYN1 OM | INS 72.00.01 | GE | Homologado
| Transformadores de Força | Transformador de Força | - | - | 14030099 | TRAFO POT 10/12,5MVA 34,5/13,8KV DYN1 OM | INS 72.00.01 | GE | Homologado
| Transformadores de Força | Transformador de Força | - | - | 14030100 | TRAFO POT 20/,25MVA 34,5/13,8KV DYN1 OM | INS 72.00.01 | GE | Homologado
| Transformadores de Força | Transformador de Força | 201223 | 36318 | 14030101 | TRAFO POT 5/6,25MVA 69/13,8KV DYN1 OM | INS 72.00.01 | GE | Homologado
| Transformadores de Força | Transformador de Força | 201222 | 36319 | 14030102 | TRAFO POT 10/12,5MVA 69/13,8KV DYN1 OM | INS 72.00.01 | GE | Homologado
| Transformadores de Força | Transformador de Força | 201221 | 36320 | - | TRAFO POT 15/20MVA 69/13,8KV DYN1 OM | INS 72.00.01 | GE | Homologado
| Transformadores de Força | Transformador de Força | 201220 | 36321 | 14030103 | TRAFO POT 20/26,6MVA 69/13,8KV DYN1 OM | INS 72.00.01 | GE | Homologado
| Transformadores de Força | Transformador de Força | 201219 | 36322 | - | TRAFO POT 20/26,6MVA 69/13,8KV DYN1 OV | INS 72.00.01 | GE | Homologado
| Transformadores de Força | Transformador de Força | 201218 | 36323 | - | TRAFO POT 20/26,6MVA 69/13-11KV DYN1 OM | INS 72.00.01 | GE | Homologado
| Transformadores de Força | Transformador de Força | 201224 | 36347 | - | TRAFO POT 25/33,3MVA 69/13,8KV DYN1 OM | INS 72.00.01 | GE | Homologado
| Transformadores de Força | Transformador de Força | 201217 | 36324 | - | TRAFO POT 10/12,5MVA 69/34,5KV DYN1 OM | INS 72.00.01 | GE | Homologado
| Transformadores de Força | Transformador de Força | 201216 | 36326 | - | TRAFO POT 20/26,6MVA 69/34,5KV DYN1 OM | INS 72.00.01 | GE | Homologado
| Transformadores de Força | Transformador de Força | 202054 | 36327 | - | TRAFO POT 10/12,5MVA 88/13,8KV DYN1 OM | INS 72.00.01 | GE | Homologado
| Transformadores de Força | Transformador de Força | 202055 | 36328 | - | TRAFO POT 15/20MVA 88/13,8KV DYN1 OM | INS 72.00.01 | GE | Homologado
| Transformadores de Força | Transformador de Força | 202053 | 36329 | - | TRAFO POT 15/20MVA 88/34,5KV DYN1 OM | INS 72.00.01 | GE | Homologado
| Transformadores de Força | Transformador de Força | 202050 | 36332 | - | TRAFO POT 5/6,25MVA 138/13,8KV DYN1 OM | INS 72.00.01 | GE | Homologado
| Transformadores de Força | Transformador de Força | 202052 | 36331 | - | TRAFO POT 10/12,5MVA 138/13,8KV DYN1 OM | INS 72.00.01 | GE | Homologado
| Transformadores de Força | Transformador de Força | 202049 | 36333 | - | TRAFO POT 15/20MVA 138/13,8KV DYN1 OM | INS 72.00.01 | GE | Homologado
| Transformadores de Força | Transformador de Força | 202048 | 36334 | - | TRAFO POT 20/26,6MVA 138/13,8KV DYN1 OM | INS 72.00.01 | GE | Homologado
| Transformadores de Força | Transformador de Força | 202047 | 36335 | - | TRAFO POT 25/33,3MVA 138/13,8KV DYN1 OM | INS 72.00.01 | GE | Homologado
| Transformadores de Força | Transformador de Força | 202045 | 36337 | - | TRAFO POT 5/6,25MVA 132/13,8KV YNYN0D1 | INS 72.00.01 | GE | Homologado
| Transformadores de Força | Transformador de Força | - | - | 14030104 | TRAFO POT 25/33,3MVA 138/13,8KV DYN1 OM | INS 72.00.01 | GE | Homologado
| Transformadores de Força | Transformador de Força | 202046 | 36336 | - | TRAFO POT 10/12,5MVA 132/13,8KV YNYN0D1 | INS 72.00.01 | GE | Homologado
| Transformadores de Força | Transformador de Força | 202051 | 36338 | - | TRAFO POT 20/26,6MVA 132/13,8KV YNYN0D1 | INS 72.00.01 | GE | Homologado
| Transformadores de Força | Transformador de Força | 202056 | 36339 | - | TRAFO POT 10/12,5MVA 138/34,5KV DYN1 OM | INS 72.00.01 | GE | Homologado
| Transformadores de Força | Transformador de Força | 202057 | 36340 | - | TRAFO POT 15/20MVA 138/34,5KV DYN1 OM | INS 72.00.01 | GE | Homologado
| Transformadores de Força | Transformador de Força | 202058 | 36341 | - | TRAFO POT 20/26,6MVA 138/34,5KV DYN1 OM | INS 72.00.01 | GE | Homologado
| Transformadores de Força | Transformador de Força | - | - | 14030105 | TRAFO POT 30/40MVA 138/34,5KV YNYN0D1 OM | INS 72.00.01 | GE | Homologado
| Transformadores de Força | Transformador de Força | - | - | 14030106 | TRAFO POT 50/66,5MVA 138/34,5KV YNYN0D1 OM | INS 72.00.01 | GE | Homologado
| Transformadores de Força | Transformador de Força | - | - | 14030107 | TRAFO POT 20/26,6MVA 138/69KV YNYN0D1 OM | INS 72.00.01 | GE | Homologado
| Transformadores de Força | Transformador de Força | 202059 | 36342 | - | TRAFO POT 25/33,3MVA 138/69KV DYN1 OM | INS 72.00.01 | GE | Homologado
| Transformadores de Força | Transformador de Força | - | - | 14030108 | TRAFO POT 37,5/50MVA 138/69KV YNYN0D1 OM | INS 72.00.01 | GE | Homologado
| Transformadores de Força | Transformador de Força | 202060 | 36343 | - | TRAFO POT 25/33,3MVA 132/69KV YND11 OM | INS 72.00.01 | GE | Homologado
| Transformadores de Força | Transformador de Força | 200031 | 36317 | - | TRAFO POT 5/6,25MVA 34,5/13,8KV DYN1 OM | INS 72.00.01 | COMTRAFO | Homologado
| Transformadores de Força | Transformador de Força | - | - | 14030099 | TRAFO POT 10/12,5MVA 34,5/13,8KV DYN1 OM | INS 72.00.01 | COMTRAFO | Homologado
| Transformadores de Força | Transformador de Força | - | - | 14030100 | TRAFO POT 20/,25MVA 34,5/13,8KV DYN1 OM | INS 72.00.01 | COMTRAFO | Homologado
| Transformadores de Força | Transformador de Força | 201223 | 36318 | 14030101 | TRAFO POT 5/6,25MVA 69/13,8KV DYN1 OM | INS 72.00.01 | COMTRAFO | Homologado
| Transformadores de Força | Transformador de Força | 201222 | 36319 | 14030102 | TRAFO POT 10/12,5MVA 69/13,8KV DYN1 OM | INS 72.00.01 | COMTRAFO | Homologado
| Transformadores de Força | Transformador de Força | 201221 | 36320 | - | TRAFO POT 15/20MVA 69/13,8KV DYN1 OM | INS 72.00.01 | COMTRAFO | Homologado
| Transformadores de Força | Transformador de Força | 201220 | 36321 | 14030103 | TRAFO POT 20/26,6MVA 69/13,8KV DYN1 OM | INS 72.00.01 | COMTRAFO | Homologado
| Transformadores de Força | Transformador de Força | 201219 | 36322 | - | TRAFO POT 20/26,6MVA 69/13,8KV DYN1 OV | INS 72.00.01 | COMTRAFO | Homologado
| Transformadores de Força | Transformador de Força | 201218 | 36323 | - | TRAFO POT 20/26,6MVA 69/13-11KV DYN1 OM | INS 72.00.01 | COMTRAFO | Homologado
| Transformadores de Força | Transformador de Força | 201224 | 36347 | - | TRAFO POT 25/33,3MVA 69/13,8KV DYN1 OM | INS 72.00.01 | COMTRAFO | Homologado
| Transformadores de Força | Transformador de Força | 201217 | 36324 | - | TRAFO POT 10/12,5MVA 69/34,5KV DYN1 OM | INS 72.00.01 | COMTRAFO | Homologado
| Transformadores de Força | Transformador de Força | 201216 | 36326 | - | TRAFO POT 20/26,6MVA 69/34,5KV DYN1 OM | INS 72.00.01 | COMTRAFO | Homologado
| Transformadores de Força | Transformador de Força | 202054 | 36327 | - | TRAFO POT 10/12,5MVA 88/13,8KV DYN1 OM | INS 72.00.01 | COMTRAFO | Homologado
| Transformadores de Força | Transformador de Força | 202055 | 36328 | - | TRAFO POT 15/20MVA 88/13,8KV DYN1 OM | INS 72.00.01 | COMTRAFO | Homologado
| Transformadores de Força | Transformador de Força | 202053 | 36329 | - | TRAFO POT 15/20MVA 88/34,5KV DYN1 OM | INS 72.00.01 | COMTRAFO | Homologado
| Transformadores de Força | Transformador de Força | 202050 | 36332 | - | TRAFO POT 5/6,25MVA 138/13,8KV DYN1 OM | INS 72.00.01 | COMTRAFO | Homologado
| Transformadores de Força | Transformador de Força | 202052 | 36331 | - | TRAFO POT 10/12,5MVA 138/13,8KV DYN1 OM | INS 72.00.01 | COMTRAFO | Homologado
| Transformadores de Força | Transformador de Força | 202049 | 36333 | - | TRAFO POT 15/20MVA 138/13,8KV DYN1 OM | INS 72.00.01 | COMTRAFO | Homologado
| Transformadores de Força | Transformador de Força | 202048 | 36334 | - | TRAFO POT 20/26,6MVA 138/13,8KV DYN1 OM | INS 72.00.01 | COMTRAFO | Homologado
| Transformadores de Força | Transformador de Força | 202047 | 36335 | - | TRAFO POT 25/33,3MVA 138/13,8KV DYN1 OM | INS 72.00.01 | COMTRAFO | Homologado
| Transformadores de Força | Transformador de Força | 202045 | 36337 | - | TRAFO POT 5/6,25MVA 132/13,8KV YNYN0D1 | INS 72.00.01 | COMTRAFO | Homologado
| Transformadores de Força | Transformador de Força | - | - | 14030104 | TRAFO POT 25/33,3MVA 138/13,8KV DYN1 OM | INS 72.00.01 | COMTRAFO | Homologado
| Transformadores de Força | Transformador de Força | 202046 | 36336 | - | TRAFO POT 10/12,5MVA 132/13,8KV YNYN0D1 | INS 72.00.01 | COMTRAFO | Homologado
| Transformadores de Força | Transformador de Força | 202051 | 36338 | - | TRAFO POT 20/26,6MVA 132/13,8KV YNYN0D1 | INS 72.00.01 | COMTRAFO | Homologado
| Transformadores de Força | Transformador de Força | 202056 | 36339 | - | TRAFO POT 10/12,5MVA 138/34,5KV DYN1 OM | INS 72.00.01 | COMTRAFO | Homologado
| Transformadores de Força | Transformador de Força | 202057 | 36340 | - | TRAFO POT 15/20MVA 138/34,5KV DYN1 OM | INS 72.00.01 | COMTRAFO | Homologado
| Transformadores de Força | Transformador de Força | 202058 | 36341 | - | TRAFO POT 20/26,6MVA 138/34,5KV DYN1 OM | INS 72.00.01 | COMTRAFO | Homologado
| Transformadores de Força | Transformador de Força | - | - | 14030105 | TRAFO POT 30/40MVA 138/34,5KV YNYN0D1 OM | INS 72.00.01 | COMTRAFO | Homologado
| Transformadores de Força | Transformador de Força | - | - | 14030106 | TRAFO POT 50/66,5MVA 138/34,5KV YNYN0D1 OM | INS 72.00.01 | COMTRAFO | Homologado
| Transformadores de Força | Transformador de Força | - | - | 14030107 | TRAFO POT 20/26,6MVA 138/69KV YNYN0D1 OM | INS 72.00.01 | COMTRAFO | Homologado
| Transformadores de Força | Transformador de Força | 202059 | 36342 | - | TRAFO POT 25/33,3MVA 138/69KV DYN1 OM | INS 72.00.01 | COMTRAFO | Homologado
| Transformadores de Força | Transformador de Força | - | - | 14030108 | TRAFO POT 37,5/50MVA 138/69KV YNYN0D1 OM | INS 72.00.01 | COMTRAFO | Homologado
| Transformadores de Força | Transformador de Força | 202060 | 36343 | - | TRAFO POT 25/33,3MVA 132/69KV YND11 OM | INS 72.00.01 | COMTRAFO | Homologado
| Transformadores de Força | Transformador de Força | 200031 | 36317 | - | TRAFO POT 5/6,25MVA 34,5/13,8KV DYN1 OM | INS 72.00.01 | SIEMENS | Homologado
| Transformadores de Força | Transformador de Força | - | - | 14030099 | TRAFO POT 10/12,5MVA 34,5/13,8KV DYN1 OM | INS 72.00.01 | SIEMENS | Homologado
| Transformadores de Força | Transformador de Força | - | - | 14030100 | TRAFO POT 20/,25MVA 34,5/13,8KV DYN1 OM | INS 72.00.01 | SIEMENS | Homologado
| Transformadores de Força | Transformador de Força | 201223 | 36318 | 14030101 | TRAFO POT 5/6,25MVA 69/13,8KV DYN1 OM | INS 72.00.01 | SIEMENS | Homologado
| Transformadores de Força | Transformador de Força | 201222 | 36319 | 14030102 | TRAFO POT 10/12,5MVA 69/13,8KV DYN1 OM | INS 72.00.01 | SIEMENS | Homologado
| Transformadores de Força | Transformador de Força | 201221 | 36320 | - | TRAFO POT 15/20MVA 69/13,8KV DYN1 OM | INS 72.00.01 | SIEMENS | Homologado
| Transformadores de Força | Transformador de Força | 201220 | 36321 | 14030103 | TRAFO POT 20/26,6MVA 69/13,8KV DYN1 OM | INS 72.00.01 | SIEMENS | Homologado
| Transformadores de Força | Transformador de Força | 201219 | 36322 | - | TRAFO POT 20/26,6MVA 69/13,8KV DYN1 OV | INS 72.00.01 | SIEMENS | Homologado
| Transformadores de Força | Transformador de Força | 201218 | 36323 | - | TRAFO POT 20/26,6MVA 69/13-11KV DYN1 OM | INS 72.00.01 | SIEMENS | Homologado
| Transformadores de Força | Transformador de Força | 201224 | 36347 | - | TRAFO POT 25/33,3MVA 69/13,8KV DYN1 OM | INS 72.00.01 | SIEMENS | Homologado
| Transformadores de Força | Transformador de Força | 201217 | 36324 | - | TRAFO POT 10/12,5MVA 69/34,5KV DYN1 OM | INS 72.00.01 | SIEMENS | Homologado
| Transformadores de Força | Transformador de Força | 201216 | 36326 | - | TRAFO POT 20/26,6MVA 69/34,5KV DYN1 OM | INS 72.00.01 | SIEMENS | Homologado
| Transformadores de Força | Transformador de Força | 202054 | 36327 | - | TRAFO POT 10/12,5MVA 88/13,8KV DYN1 OM | INS 72.00.01 | SIEMENS | Homologado
| Transformadores de Força | Transformador de Força | 202055 | 36328 | - | TRAFO POT 15/20MVA 88/13,8KV DYN1 OM | INS 72.00.01 | SIEMENS | Homologado
| Transformadores de Força | Transformador de Força | 202053 | 36329 | - | TRAFO POT 15/20MVA 88/34,5KV DYN1 OM | INS 72.00.01 | SIEMENS | Homologado
| Transformadores de Força | Transformador de Força | 202050 | 36332 | - | TRAFO POT 5/6,25MVA 138/13,8KV DYN1 OM | INS 72.00.01 | SIEMENS | Homologado
| Transformadores de Força | Transformador de Força | 202052 | 36331 | - | TRAFO POT 10/12,5MVA 138/13,8KV DYN1 OM | INS 72.00.01 | SIEMENS | Homologado
| Transformadores de Força | Transformador de Força | 202049 | 36333 | - | TRAFO POT 15/20MVA 138/13,8KV DYN1 OM | INS 72.00.01 | SIEMENS | Homologado
| Transformadores de Força | Transformador de Força | 202048 | 36334 | - | TRAFO POT 20/26,6MVA 138/13,8KV DYN1 OM | INS 72.00.01 | SIEMENS | Homologado
| Transformadores de Força | Transformador de Força | 202047 | 36335 | - | TRAFO POT 25/33,3MVA 138/13,8KV DYN1 OM | INS 72.00.01 | SIEMENS | Homologado
| Transformadores de Força | Transformador de Força | 202045 | 36337 | - | TRAFO POT 5/6,25MVA 132/13,8KV YNYN0D1 | INS 72.00.01 | SIEMENS | Homologado
| Transformadores de Força | Transformador de Força | - | - | 14030104 | TRAFO POT 25/33,3MVA 138/13,8KV DYN1 OM | INS 72.00.01 | SIEMENS | Homologado
| Transformadores de Força | Transformador de Força | 202046 | 36336 | - | TRAFO POT 10/12,5MVA 132/13,8KV YNYN0D1 | INS 72.00.01 | SIEMENS | Homologado
| Transformadores de Força | Transformador de Força | 202051 | 36338 | - | TRAFO POT 20/26,6MVA 132/13,8KV YNYN0D1 | INS 72.00.01 | SIEMENS | Homologado
| Transformadores de Força | Transformador de Força | 202056 | 36339 | - | TRAFO POT 10/12,5MVA 138/34,5KV DYN1 OM | INS 72.00.01 | SIEMENS | Homologado
| Transformadores de Força | Transformador de Força | 202057 | 36340 | - | TRAFO POT 15/20MVA 138/34,5KV DYN1 OM | INS 72.00.01 | SIEMENS | Homologado
| Transformadores de Força | Transformador de Força | 202058 | 36341 | - | TRAFO POT 20/26,6MVA 138/34,5KV DYN1 OM | INS 72.00.01 | SIEMENS | Homologado
| Transformadores de Força | Transformador de Força | - | - | 14030105 | TRAFO POT 30/40MVA 138/34,5KV YNYN0D1 OM | INS 72.00.01 | SIEMENS | Homologado
| Transformadores de Força | Transformador de Força | - | - | 14030106 | TRAFO POT 50/66,5MVA 138/34,5KV YNYN0D1 OM | INS 72.00.01 | SIEMENS | Homologado
| Transformadores de Força | Transformador de Força | - | - | 14030107 | TRAFO POT 20/26,6MVA 138/69KV YNYN0D1 OM | INS 72.00.01 | SIEMENS | Homologado
| Transformadores de Força | Transformador de Força | 202059 | 36342 | - | TRAFO POT 25/33,3MVA 138/69KV DYN1 OM | INS 72.00.01 | SIEMENS | Homologado
| Transformadores de Força | Transformador de Força | - | - | 14030108 | TRAFO POT 37,5/50MVA 138/69KV YNYN0D1 OM | INS 72.00.01 | SIEMENS | Homologado
| Transformadores de Força | Transformador de Força | 202060 | 36343 | - | TRAFO POT 25/33,3MVA 132/69KV YND11 OM | INS 72.00.01 | SIEMENS | Homologado
| Transformadores de Força | Transformador de Força | 200031 | 36317 | - | TRAFO POT 5/6,25MVA 34,5/13,8KV DYN1 OM | INS 72.00.01 | BLUTRAFOS | Homologado
| Transformadores de Força | Transformador de Força | - | - | 14030099 | TRAFO POT 10/12,5MVA 34,5/13,8KV DYN1 OM | INS 72.00.01 | BLUTRAFOS | Homologado
| Transformadores de Força | Transformador de Força | - | - | 14030100 | TRAFO POT 20/,25MVA 34,5/13,8KV DYN1 OM | INS 72.00.01 | BLUTRAFOS | Homologado
| Transformadores de Força | Transformador de Força | 201223 | 36318 | 14030101 | TRAFO POT 5/6,25MVA 69/13,8KV DYN1 OM | INS 72.00.01 | BLUTRAFOS | Homologado
| Transformadores de Força | Transformador de Força | 201222 | 36319 | 14030102 | TRAFO POT 10/12,5MVA 69/13,8KV DYN1 OM | INS 72.00.01 | BLUTRAFOS | Homologado
| Transformadores de Força | Transformador de Força | 201221 | 36320 | - | TRAFO POT 15/20MVA 69/13,8KV DYN1 OM | INS 72.00.01 | BLUTRAFOS | Homologado
| Transformadores de Força | Transformador de Força | 201220 | 36321 | 14030103 | TRAFO POT 20/26,6MVA 69/13,8KV DYN1 OM | INS 72.00.01 | BLUTRAFOS | Homologado
| Transformadores de Força | Transformador de Força | 201219 | 36322 | - | TRAFO POT 20/26,6MVA 69/13,8KV DYN1 OV | INS 72.00.01 | BLUTRAFOS | Homologado
| Transformadores de Força | Transformador de Força | 201218 | 36323 | - | TRAFO POT 20/26,6MVA 69/13-11KV DYN1 OM | INS 72.00.01 | BLUTRAFOS | Homologado
| Transformadores de Força | Transformador de Força | 201224 | 36347 | - | TRAFO POT 25/33,3MVA 69/13,8KV DYN1 OM | INS 72.00.01 | BLUTRAFOS | Homologado
| Transformadores de Força | Transformador de Força | 201217 | 36324 | - | TRAFO POT 10/12,5MVA 69/34,5KV DYN1 OM | INS 72.00.01 | BLUTRAFOS | Homologado
| Transformadores de Força | Transformador de Força | 201216 | 36326 | - | TRAFO POT 20/26,6MVA 69/34,5KV DYN1 OM | INS 72.00.01 | BLUTRAFOS | Homologado
| Transformadores de Força | Transformador de Força | 202054 | 36327 | - | TRAFO POT 10/12,5MVA 88/13,8KV DYN1 OM | INS 72.00.01 | BLUTRAFOS | Homologado
| Transformadores de Força | Transformador de Força | 202055 | 36328 | - | TRAFO POT 15/20MVA 88/13,8KV DYN1 OM | INS 72.00.01 | BLUTRAFOS | Homologado
| Transformadores de Força | Transformador de Força | 202053 | 36329 | - | TRAFO POT 15/20MVA 88/34,5KV DYN1 OM | INS 72.00.01 | BLUTRAFOS | Homologado
| Transformadores de Força | Transformador de Força | 202050 | 36332 | - | TRAFO POT 5/6,25MVA 138/13,8KV DYN1 OM | INS 72.00.01 | BLUTRAFOS | Homologado
| Transformadores de Força | Transformador de Força | 202052 | 36331 | - | TRAFO POT 10/12,5MVA 138/13,8KV DYN1 OM | INS 72.00.01 | BLUTRAFOS | Homologado
| Transformadores de Força | Transformador de Força | 202049 | 36333 | - | TRAFO POT 15/20MVA 138/13,8KV DYN1 OM | INS 72.00.01 | BLUTRAFOS | Homologado
| Transformadores de Força | Transformador de Força | 202048 | 36334 | - | TRAFO POT 20/26,6MVA 138/13,8KV DYN1 OM | INS 72.00.01 | BLUTRAFOS | Homologado
| Transformadores de Força | Transformador de Força | 202047 | 36335 | - | TRAFO POT 25/33,3MVA 138/13,8KV DYN1 OM | INS 72.00.01 | BLUTRAFOS | Homologado
| Transformadores de Força | Transformador de Força | 202045 | 36337 | - | TRAFO POT 5/6,25MVA 132/13,8KV YNYN0D1 | INS 72.00.01 | BLUTRAFOS | Homologado
| Transformadores de Força | Transformador de Força | - | - | 14030104 | TRAFO POT 25/33,3MVA 138/13,8KV DYN1 OM | INS 72.00.01 | BLUTRAFOS | Homologado
| Transformadores de Força | Transformador de Força | 202046 | 36336 | - | TRAFO POT 10/12,5MVA 132/13,8KV YNYN0D1 | INS 72.00.01 | BLUTRAFOS | Homologado
| Transformadores de Força | Transformador de Força | 202051 | 36338 | - | TRAFO POT 20/26,6MVA 132/13,8KV YNYN0D1 | INS 72.00.01 | BLUTRAFOS | Homologado
| Transformadores de Força | Transformador de Força | 202056 | 36339 | - | TRAFO POT 10/12,5MVA 138/34,5KV DYN1 OM | INS 72.00.01 | BLUTRAFOS | Homologado
| Transformadores de Força | Transformador de Força | 202057 | 36340 | - | TRAFO POT 15/20MVA 138/34,5KV DYN1 OM | INS 72.00.01 | BLUTRAFOS | Homologado
| Transformadores de Força | Transformador de Força | 202058 | 36341 | - | TRAFO POT 20/26,6MVA 138/34,5KV DYN1 OM | INS 72.00.01 | BLUTRAFOS | Homologado
| Transformadores de Força | Transformador de Força | - | - | 14030105 | TRAFO POT 30/40MVA 138/34,5KV YNYN0D1 OM | INS 72.00.01 | BLUTRAFOS | Homologado
| Transformadores de Força | Transformador de Força | - | - | 14030106 | TRAFO POT 50/66,5MVA 138/34,5KV YNYN0D1 OM | INS 72.00.01 | BLUTRAFOS | Homologado
| Transformadores de Força | Transformador de Força | - | - | 14030107 | TRAFO POT 20/26,6MVA 138/69KV YNYN0D1 OM | INS 72.00.01 | BLUTRAFOS | Homologado
| Transformadores de Força | Transformador de Força | 202059 | 36342 | - | TRAFO POT 25/33,3MVA 138/69KV DYN1 OM | INS 72.00.01 | BLUTRAFOS | Homologado
| Transformadores de Força | Transformador de Força | - | - | 14030108 | TRAFO POT 37,5/50MVA 138/69KV YNYN0D1 OM | INS 72.00.01 | BLUTRAFOS | Homologado
| Transformadores de Força | Transformador de Força | 202060 | 36343 | - | TRAFO POT 25/33,3MVA 132/69KV YND11 OM | INS 72.00.01 | BLUTRAFOS | Homologado
| Transformadores de Força | Transformador de Força | 200031 | 36317 | - | TRAFO POT 5/6,25MVA 34,5/13,8KV DYN1 OM | INS 72.00.01 | TRAEL | Homologado
| Transformadores de Força | Transformador de Força | - | - | 14030099 | TRAFO POT 10/12,5MVA 34,5/13,8KV DYN1 OM | INS 72.00.01 | TRAEL | Homologado
| Transformadores de Força | Transformador de Força | - | - | 14030100 | TRAFO POT 20/,25MVA 34,5/13,8KV DYN1 OM | INS 72.00.01 | TRAEL | Homologado
| Transformadores de Força | Transformador de Força | 201223 | 36318 | 14030101 | TRAFO POT 5/6,25MVA 69/13,8KV DYN1 OM | INS 72.00.01 | TRAEL | Homologado
| Transformadores de Força | Transformador de Força | 201222 | 36319 | 14030102 | TRAFO POT 10/12,5MVA 69/13,8KV DYN1 OM | INS 72.00.01 | TRAEL | Homologado
| Transformadores de Força | Transformador de Força | 201221 | 36320 | - | TRAFO POT 15/20MVA 69/13,8KV DYN1 OM | INS 72.00.01 | TRAEL | Homologado
| Transformadores de Força | Transformador de Força | 201220 | 36321 | 14030103 | TRAFO POT 20/26,6MVA 69/13,8KV DYN1 OM | INS 72.00.01 | TRAEL | Homologado
| Transformadores de Força | Transformador de Força | 201219 | 36322 | - | TRAFO POT 20/26,6MVA 69/13,8KV DYN1 OV | INS 72.00.01 | TRAEL | Homologado
| Transformadores de Força | Transformador de Força | 201218 | 36323 | - | TRAFO POT 20/26,6MVA 69/13-11KV DYN1 OM | INS 72.00.01 | TRAEL | Homologado
| Transformadores de Força | Transformador de Força | 201224 | 36347 | - | TRAFO POT 25/33,3MVA 69/13,8KV DYN1 OM | INS 72.00.01 | TRAEL | Homologado
| Transformadores de Força | Transformador de Força | 201217 | 36324 | - | TRAFO POT 10/12,5MVA 69/34,5KV DYN1 OM | INS 72.00.01 | TRAEL | Homologado
| Transformadores de Força | Transformador de Força | 201216 | 36326 | - | TRAFO POT 20/26,6MVA 69/34,5KV DYN1 OM | INS 72.00.01 | TRAEL | Homologado
| Transformadores de Força | Transformador de Força | 202054 | 36327 | - | TRAFO POT 10/12,5MVA 88/13,8KV DYN1 OM | INS 72.00.01 | TRAEL | Homologado
| Transformadores de Força | Transformador de Força | 202055 | 36328 | - | TRAFO POT 15/20MVA 88/13,8KV DYN1 OM | INS 72.00.01 | TRAEL | Homologado
| Transformadores de Força | Transformador de Força | 202053 | 36329 | - | TRAFO POT 15/20MVA 88/34,5KV DYN1 OM | INS 72.00.01 | TRAEL | Homologado
| Transformadores de Força | Transformador de Força | 202050 | 36332 | - | TRAFO POT 5/6,25MVA 138/13,8KV DYN1 OM | INS 72.00.01 | TRAEL | Homologado
| Transformadores de Força | Transformador de Força | 202052 | 36331 | - | TRAFO POT 10/12,5MVA 138/13,8KV DYN1 OM | INS 72.00.01 | TRAEL | Homologado
| Transformadores de Força | Transformador de Força | 202049 | 36333 | - | TRAFO POT 15/20MVA 138/13,8KV DYN1 OM | INS 72.00.01 | TRAEL | Homologado
| Transformadores de Força | Transformador de Força | 202048 | 36334 | - | TRAFO POT 20/26,6MVA 138/13,8KV DYN1 OM | INS 72.00.01 | TRAEL | Homologado
| Transformadores de Força | Transformador de Força | 202047 | 36335 | - | TRAFO POT 25/33,3MVA 138/13,8KV DYN1 OM | INS 72.00.01 | TRAEL | Homologado
| Transformadores de Força | Transformador de Força | 202045 | 36337 | - | TRAFO POT 5/6,25MVA 132/13,8KV YNYN0D1 | INS 72.00.01 | TRAEL | Homologado
| Transformadores de Força | Transformador de Força | - | - | 14030104 | TRAFO POT 25/33,3MVA 138/13,8KV DYN1 OM | INS 72.00.01 | TRAEL | Homologado
| Transformadores de Força | Transformador de Força | 202046 | 36336 | - | TRAFO POT 10/12,5MVA 132/13,8KV YNYN0D1 | INS 72.00.01 | TRAEL | Homologado
| Transformadores de Força | Transformador de Força | 202051 | 36338 | - | TRAFO POT 20/26,6MVA 132/13,8KV YNYN0D1 | INS 72.00.01 | TRAEL | Homologado
| Transformadores de Força | Transformador de Força | 202056 | 36339 | - | TRAFO POT 10/12,5MVA 138/34,5KV DYN1 OM | INS 72.00.01 | TRAEL | Homologado
| Transformadores de Força | Transformador de Força | 202057 | 36340 | - | TRAFO POT 15/20MVA 138/34,5KV DYN1 OM | INS 72.00.01 | TRAEL | Homologado
| Transformadores de Força | Transformador de Força | 202058 | 36341 | - | TRAFO POT 20/26,6MVA 138/34,5KV DYN1 OM | INS 72.00.01 | TRAEL | Homologado
| Transformadores de Força | Transformador de Força | - | - | 14030105 | TRAFO POT 30/40MVA 138/34,5KV YNYN0D1 OM | INS 72.00.01 | TRAEL | Homologado
| Transformadores de Força | Transformador de Força | - | - | 14030106 | TRAFO POT 50/66,5MVA 138/34,5KV YNYN0D1 OM | INS 72.00.01 | TRAEL | Homologado
| Transformadores de Força | Transformador de Força | - | - | 14030107 | TRAFO POT 20/26,6MVA 138/69KV YNYN0D1 OM | INS 72.00.01 | TRAEL | Homologado
| Transformadores de Força | Transformador de Força | 202059 | 36342 | - | TRAFO POT 25/33,3MVA 138/69KV DYN1 OM | INS 72.00.01 | TRAEL | Homologado
| Transformadores de Força | Transformador de Força | - | - | 14030108 | TRAFO POT 37,5/50MVA 138/69KV YNYN0D1 OM | INS 72.00.01 | TRAEL | Homologado
| Transformadores de Força | Transformador de Força | 202060 | 36343 | - | TRAFO POT 25/33,3MVA 132/69KV YND11 OM | INS 72.00.01 | TRAEL | Homologado
| Transformadores de Força | Transformador de Força | 200031 | 36317 | - | TRAFO POT 5/6,25MVA 34,5/13,8KV DYN1 OM | INS 72.00.01 | ITAIPU | Homologado
| Transformadores de Força | Transformador de Força | - | - | 14030099 | TRAFO POT 10/12,5MVA 34,5/13,8KV DYN1 OM | INS 72.00.01 | ITAIPU | Homologado
| Transformadores de Força | Transformador de Força | - | - | 14030100 | TRAFO POT 20/,25MVA 34,5/13,8KV DYN1 OM | INS 72.00.01 | ITAIPU | Homologado
| Transformadores de Força | Transformador de Força | 201223 | 36318 | 14030101 | TRAFO POT 5/6,25MVA 69/13,8KV DYN1 OM | INS 72.00.01 | ITAIPU | Homologado
| Transformadores de Força | Transformador de Força | 201222 | 36319 | 14030102 | TRAFO POT 10/12,5MVA 69/13,8KV DYN1 OM | INS 72.00.01 | ITAIPU | Homologado
| Transformadores de Força | Transformador de Força | 201221 | 36320 | - | TRAFO POT 15/20MVA 69/13,8KV DYN1 OM | INS 72.00.01 | ITAIPU | Homologado
| Transformadores de Força | Transformador de Força | 201220 | 36321 | 14030103 | TRAFO POT 20/26,6MVA 69/13,8KV DYN1 OM | INS 72.00.01 | ITAIPU | Homologado
| Transformadores de Força | Transformador de Força | 201219 | 36322 | - | TRAFO POT 20/26,6MVA 69/13,8KV DYN1 OV | INS 72.00.01 | ITAIPU | Homologado
| Transformadores de Força | Transformador de Força | 201218 | 36323 | - | TRAFO POT 20/26,6MVA 69/13-11KV DYN1 OM | INS 72.00.01 | ITAIPU | Homologado
| Transformadores de Força | Transformador de Força | 201224 | 36347 | - | TRAFO POT 25/33,3MVA 69/13,8KV DYN1 OM | INS 72.00.01 | ITAIPU | Homologado
| Transformadores de Força | Transformador de Força | 201217 | 36324 | - | TRAFO POT 10/12,5MVA 69/34,5KV DYN1 OM | INS 72.00.01 | ITAIPU | Homologado
| Transformadores de Força | Transformador de Força | 201216 | 36326 | - | TRAFO POT 20/26,6MVA 69/34,5KV DYN1 OM | INS 72.00.01 | ITAIPU | Homologado
| Transformadores de Força | Transformador de Força | 202054 | 36327 | - | TRAFO POT 10/12,5MVA 88/13,8KV DYN1 OM | INS 72.00.01 | ITAIPU | Homologado
| Transformadores de Força | Transformador de Força | 202055 | 36328 | - | TRAFO POT 15/20MVA 88/13,8KV DYN1 OM | INS 72.00.01 | ITAIPU | Homologado
| Transformadores de Força | Transformador de Força | 202053 | 36329 | - | TRAFO POT 15/20MVA 88/34,5KV DYN1 OM | INS 72.00.01 | ITAIPU | Homologado
| Transformadores de Força | Transformador de Força | 202050 | 36332 | - | TRAFO POT 5/6,25MVA 138/13,8KV DYN1 OM | INS 72.00.01 | ITAIPU | Homologado
| Transformadores de Força | Transformador de Força | 202052 | 36331 | - | TRAFO POT 10/12,5MVA 138/13,8KV DYN1 OM | INS 72.00.01 | ITAIPU | Homologado
| Transformadores de Força | Transformador de Força | 202049 | 36333 | - | TRAFO POT 15/20MVA 138/13,8KV DYN1 OM | INS 72.00.01 | ITAIPU | Homologado
| Transformadores de Força | Transformador de Força | 202048 | 36334 | - | TRAFO POT 20/26,6MVA 138/13,8KV DYN1 OM | INS 72.00.01 | ITAIPU | Homologado
| Transformadores de Força | Transformador de Força | 202047 | 36335 | - | TRAFO POT 25/33,3MVA 138/13,8KV DYN1 OM | INS 72.00.01 | ITAIPU | Homologado
| Transformadores de Força | Transformador de Força | 202045 | 36337 | - | TRAFO POT 5/6,25MVA 132/13,8KV YNYN0D1 | INS 72.00.01 | ITAIPU | Homologado
| Transformadores de Força | Transformador de Força | - | - | 14030104 | TRAFO POT 25/33,3MVA 138/13,8KV DYN1 OM | INS 72.00.01 | ITAIPU | Homologado
| Transformadores de Força | Transformador de Força | 202046 | 36336 | - | TRAFO POT 10/12,5MVA 132/13,8KV YNYN0D1 | INS 72.00.01 | ITAIPU | Homologado
| Transformadores de Força | Transformador de Força | 202051 | 36338 | - | TRAFO POT 20/26,6MVA 132/13,8KV YNYN0D1 | INS 72.00.01 | ITAIPU | Homologado
| Transformadores de Força | Transformador de Força | 202056 | 36339 | - | TRAFO POT 10/12,5MVA 138/34,5KV DYN1 OM | INS 72.00.01 | ITAIPU | Homologado
| Transformadores de Força | Transformador de Força | 202057 | 36340 | - | TRAFO POT 15/20MVA 138/34,5KV DYN1 OM | INS 72.00.01 | ITAIPU | Homologado
| Transformadores de Força | Transformador de Força | 202058 | 36341 | - | TRAFO POT 20/26,6MVA 138/34,5KV DYN1 OM | INS 72.00.01 | ITAIPU | Homologado
| Transformadores de Força | Transformador de Força | - | - | 14030105 | TRAFO POT 30/40MVA 138/34,5KV YNYN0D1 OM | INS 72.00.01 | ITAIPU | Homologado
| Transformadores de Força | Transformador de Força | - | - | 14030106 | TRAFO POT 50/66,5MVA 138/34,5KV YNYN0D1 OM | INS 72.00.01 | ITAIPU | Homologado
| Transformadores de Força | Transformador de Força | - | - | 14030107 | TRAFO POT 20/26,6MVA 138/69KV YNYN0D1 OM | INS 72.00.01 | ITAIPU | Homologado
| Transformadores de Força | Transformador de Força | 202059 | 36342 | - | TRAFO POT 25/33,3MVA 138/69KV DYN1 OM | INS 72.00.01 | ITAIPU | Homologado
| Transformadores de Força | Transformador de Força | - | - | 14030108 | TRAFO POT 37,5/50MVA 138/69KV YNYN0D1 OM | INS 72.00.01 | ITAIPU | Homologado
| Transformadores de Força | Transformador de Força | 202060 | 36343 | - | TRAFO POT 25/33,3MVA 132/69KV YND11 OM | INS 72.00.01 | ITAIPU | Homologado
| Transformadores de Força | Transformador de Força | 200031 | 36317 | - | TRAFO POT 5/6,25MVA 34,5/13,8KV DYN1 OM | INS 72.00.01 | TADEO | Homologado
| Transformadores de Força | Transformador de Força | - | - | 14030099 | TRAFO POT 10/12,5MVA 34,5/13,8KV DYN1 OM | INS 72.00.01 | TADEO | Homologado
| Transformadores de Força | Transformador de Força | - | - | 14030100 | TRAFO POT 20/,25MVA 34,5/13,8KV DYN1 OM | INS 72.00.01 | TADEO | Homologado
| Transformadores de Força | Transformador de Força | 201223 | 36318 | 14030101 | TRAFO POT 5/6,25MVA 69/13,8KV DYN1 OM | INS 72.00.01 | TADEO | Homologado
| Transformadores de Força | Transformador de Força | 201222 | 36319 | 14030102 | TRAFO POT 10/12,5MVA 69/13,8KV DYN1 OM | INS 72.00.01 | TADEO | Homologado
| Transformadores de Força | Transformador de Força | 201221 | 36320 | - | TRAFO POT 15/20MVA 69/13,8KV DYN1 OM | INS 72.00.01 | TADEO | Homologado
| Transformadores de Força | Transformador de Força | 201220 | 36321 | 14030103 | TRAFO POT 20/26,6MVA 69/13,8KV DYN1 OM | INS 72.00.01 | TADEO | Homologado
| Transformadores de Força | Transformador de Força | 201219 | 36322 | - | TRAFO POT 20/26,6MVA 69/13,8KV DYN1 OV | INS 72.00.01 | TADEO | Homologado
| Transformadores de Força | Transformador de Força | 201218 | 36323 | - | TRAFO POT 20/26,6MVA 69/13-11KV DYN1 OM | INS 72.00.01 | TADEO | Homologado
| Transformadores de Força | Transformador de Força | 201224 | 36347 | - | TRAFO POT 25/33,3MVA 69/13,8KV DYN1 OM | INS 72.00.01 | TADEO | Homologado
| Transformadores de Força | Transformador de Força | 201217 | 36324 | - | TRAFO POT 10/12,5MVA 69/34,5KV DYN1 OM | INS 72.00.01 | TADEO | Homologado
| Transformadores de Força | Transformador de Força | 201216 | 36326 | - | TRAFO POT 20/26,6MVA 69/34,5KV DYN1 OM | INS 72.00.01 | TADEO | Homologado
| Transformadores de Força | Transformador de Força | 202054 | 36327 | - | TRAFO POT 10/12,5MVA 88/13,8KV DYN1 OM | INS 72.00.01 | TADEO | Homologado
| Transformadores de Força | Transformador de Força | 202055 | 36328 | - | TRAFO POT 15/20MVA 88/13,8KV DYN1 OM | INS 72.00.01 | TADEO | Homologado
| Transformadores de Força | Transformador de Força | 202053 | 36329 | - | TRAFO POT 15/20MVA 88/34,5KV DYN1 OM | INS 72.00.01 | TADEO | Homologado
| Transformadores de Força | Transformador de Força | 202050 | 36332 | - | TRAFO POT 5/6,25MVA 138/13,8KV DYN1 OM | INS 72.00.01 | TADEO | Homologado
| Transformadores de Força | Transformador de Força | 202052 | 36331 | - | TRAFO POT 10/12,5MVA 138/13,8KV DYN1 OM | INS 72.00.01 | TADEO | Homologado
| Transformadores de Força | Transformador de Força | 202049 | 36333 | - | TRAFO POT 15/20MVA 138/13,8KV DYN1 OM | INS 72.00.01 | TADEO | Homologado
| Transformadores de Força | Transformador de Força | 202048 | 36334 | - | TRAFO POT 20/26,6MVA 138/13,8KV DYN1 OM | INS 72.00.01 | TADEO | Homologado
| Transformadores de Força | Transformador de Força | 202047 | 36335 | - | TRAFO POT 25/33,3MVA 138/13,8KV DYN1 OM | INS 72.00.01 | TADEO | Homologado
| Transformadores de Força | Transformador de Força | 202045 | 36337 | - | TRAFO POT 5/6,25MVA 132/13,8KV YNYN0D1 | INS 72.00.01 | TADEO | Homologado
| Transformadores de Força | Transformador de Força | - | - | 14030104 | TRAFO POT 25/33,3MVA 138/13,8KV DYN1 OM | INS 72.00.01 | TADEO | Homologado
| Transformadores de Força | Transformador de Força | 202046 | 36336 | - | TRAFO POT 10/12,5MVA 132/13,8KV YNYN0D1 | INS 72.00.01 | TADEO | Homologado
| Transformadores de Força | Transformador de Força | 202051 | 36338 | - | TRAFO POT 20/26,6MVA 132/13,8KV YNYN0D1 | INS 72.00.01 | TADEO | Homologado
| Transformadores de Força | Transformador de Força | 202056 | 36339 | - | TRAFO POT 10/12,5MVA 138/34,5KV DYN1 OM | INS 72.00.01 | TADEO | Homologado
| Transformadores de Força | Transformador de Força | 202057 | 36340 | - | TRAFO POT 15/20MVA 138/34,5KV DYN1 OM | INS 72.00.01 | TADEO | Homologado
| Transformadores de Força | Transformador de Força | 202058 | 36341 | - | TRAFO POT 20/26,6MVA 138/34,5KV DYN1 OM | INS 72.00.01 | TADEO | Homologado
| Transformadores de Força | Transformador de Força | - | - | 14030105 | TRAFO POT 30/40MVA 138/34,5KV YNYN0D1 OM | INS 72.00.01 | TADEO | Homologado
| Transformadores de Força | Transformador de Força | - | - | 14030106 | TRAFO POT 50/66,5MVA 138/34,5KV YNYN0D1 OM | INS 72.00.01 | TADEO | Homologado
| Transformadores de Força | Transformador de Força | - | - | 14030107 | TRAFO POT 20/26,6MVA 138/69KV YNYN0D1 OM | INS 72.00.01 | TADEO | Homologado
| Transformadores de Força | Transformador de Força | 202059 | 36342 | - | TRAFO POT 25/33,3MVA 138/69KV DYN1 OM | INS 72.00.01 | TADEO | Homologado
| Transformadores de Força | Transformador de Força | - | - | 14030108 | TRAFO POT 37,5/50MVA 138/69KV YNYN0D1 OM | INS 72.00.01 | TADEO | Homologado
| Transformadores de Força | Transformador de Força | 202060 | 36343 | - | TRAFO POT 25/33,3MVA 132/69KV YND11 OM | INS 72.00.01 | TADEO | Homologado
| Tubos | Tubos de Alumínio | - | 56951 | 57095004 | TUBO ALUM 1 POL IPS - COMP 3M SCHEDULE40 | DIS-ETE-016 | LUCABE | Homologado
| Tubos | Tubos de Alumínio | 2270011 | 56952 | 57095005 | TUBO ALUM 1 POL IPS COMP 6M SCHEDULE 40 | DIS-ETE-016 | LUCABE | Homologado
| Tubos | Tubos de Alumínio | - | 56953 | 57095006 | TUBO ALUM 1''1/2 IPS -COMP 3M-SCHEDULE40 | DIS-ETE-016 | LUCABE | Homologado
| Tubos | Tubos de Alumínio | 2270015 | 56954 | 57095007 | TUBO ALUM 1''1/2 IPS -COMP 6M-SCHEDULE40 | DIS-ETE-016 | LUCABE | Homologado
| Tubos | Tubos de Alumínio | - | 56955 | 57095008 | TUBO ALUM 2 POL IPS COMP 3M SCHEDULE 40 | DIS-ETE-016 | LUCABE | Homologado
| Tubos | Tubos de Alumínio | - | 56957 | 57095009 | TUBO ALUM 2''1/2 IPS -COMP 3M-SCHED. 40 | DIS-ETE-016 | LUCABE | Homologado
| Tubos | Tubos de Alumínio | 2270013 | 56958 | 57095010 | TUBO ALUM 2''1/2 IPS -COMP 6M-SCHEDULE40 | DIS-ETE-016 | LUCABE | Homologado
| Tubos | Tubos de Alumínio | - | 56959 | 57095012 | TUBO ALUM 3'' IPS - COMP 3M -SCHEDULE 40 | DIS-ETE-016 | LUCABE | Homologado
| Tubos | Tubos de Alumínio | 2270012 | 57367 | 57095011 | TUBO ALUM 2''IPS - COMP 6M SCHEDULE 40 | DIS-ETE-016 | LUCABE | Homologado
| Tubos | Tubos de Alumínio | 2270014 | 57368 | 57095013 | TUBO ALUM 3'' IPS - COMP 6M -SCHEDULE 40 | DIS-ETE-016 | LUCABE | Homologado
| Tubos | Tubos de Alumínio | - | 56951 | 57095004 | TUBO ALUM 1 POL IPS - COMP 3M SCHEDULE40 | DIS-ETE-016 | POLIMETAL | Homologado
| Tubos | Tubos de Alumínio | 2270011 | 56952 | 57095005 | TUBO ALUM 1 POL IPS COMP 6M SCHEDULE 40 | DIS-ETE-016 | POLIMETAL | Homologado
| Tubos | Tubos de Alumínio | - | 56953 | 57095006 | TUBO ALUM 1''1/2 IPS -COMP 3M-SCHEDULE40 | DIS-ETE-016 | POLIMETAL | Homologado
| Tubos | Tubos de Alumínio | 2270015 | 56954 | 57095007 | TUBO ALUM 1''1/2 IPS -COMP 6M-SCHEDULE40 | DIS-ETE-016 | POLIMETAL | Homologado
| Tubos | Tubos de Alumínio | - | 56955 | 57095008 | TUBO ALUM 2 POL IPS COMP 3M SCHEDULE 40 | DIS-ETE-016 | POLIMETAL | Homologado
| Tubos | Tubos de Alumínio | - | 56957 | 57095009 | TUBO ALUM 2''1/2 IPS -COMP 3M-SCHED. 40 | DIS-ETE-016 | POLIMETAL | Homologado
| Tubos | Tubos de Alumínio | 2270013 | 56958 | 57095010 | TUBO ALUM 2''1/2 IPS -COMP 6M-SCHEDULE40 | DIS-ETE-016 | POLIMETAL | Homologado
| Tubos | Tubos de Alumínio | - | 56959 | 57095012 | TUBO ALUM 3'' IPS - COMP 3M -SCHEDULE 40 | DIS-ETE-016 | POLIMETAL | Homologado
| Tubos | Tubos de Alumínio | 2270012 | 57367 | 57095011 | TUBO ALUM 2''IPS - COMP 6M SCHEDULE 40 | DIS-ETE-016 | POLIMETAL | Homologado
| Tubos | Tubos de Alumínio | 2270014 | 57368 | 57095013 | TUBO ALUM 3'' IPS - COMP 6M -SCHEDULE 40 | DIS-ETE-016 | POLIMETAL | Homologado
| Tubos | Tubos de Alumínio | 2270016 | - | 57095019 | TUBO EXTRUDADO AL 3.1/2" IPS SCH 40 | DIS-ETE-016 | POLIMETAL | Homologado
| Tubos | Tubos de Cobre | 2271006 | - | 57010001 | TUBO COBRE ELETROLIT 2" IPS | DIS-ETE-016 | POLIMETAL | Homologado
| Tubos | Tubos de Cobre | 2271015 | - | 57010002 | TUBO COBRE EXTRUDADO 26MM | DIS-ETE-016 | POLIMETAL | Homologado
| Tubos | Tubos de Cobre | 2271016 | - | 57010003 | TUBO COBRE EXTRUDADO 42MM | DIS-ETE-016 | POLIMETAL | Homologado
| Tubos | Tubos de Cobre | 2271017 | - | 57010004 | TUBO CU ELETROLITICO 1.1/2" | DIS-ETE-016 | POLIMETAL | Homologado
| Tubos | Tubos de Alumínio | - | 56951 | 57095004 | TUBO ALUM 1 POL IPS - COMP 3M SCHEDULE40 | DIS-ETE-016 | REFRITUBOS | Homologado
| Tubos | Tubos de Alumínio | 2270011 | 56952 | 57095005 | TUBO ALUM 1 POL IPS COMP 6M SCHEDULE 40 | DIS-ETE-016 | REFRITUBOS | Homologado
| Tubos | Tubos de Alumínio | - | 56953 | 57095006 | TUBO ALUM 1''1/2 IPS -COMP 3M-SCHEDULE40 | DIS-ETE-016 | REFRITUBOS | Homologado
| Tubos | Tubos de Alumínio | 2270015 | 56954 | 57095007 | TUBO ALUM 1''1/2 IPS -COMP 6M-SCHEDULE40 | DIS-ETE-016 | REFRITUBOS | Homologado
| Tubos | Tubos de Alumínio | - | 56955 | 57095008 | TUBO ALUM 2 POL IPS COMP 3M SCHEDULE 40 | DIS-ETE-016 | REFRITUBOS | Homologado
| Tubos | Tubos de Alumínio | - | 56957 | 57095009 | TUBO ALUM 2''1/2 IPS -COMP 3M-SCHED. 40 | DIS-ETE-016 | REFRITUBOS | Homologado
| Tubos | Tubos de Alumínio | 2270013 | 56958 | 57095010 | TUBO ALUM 2''1/2 IPS -COMP 6M-SCHEDULE40 | DIS-ETE-016 | REFRITUBOS | Homologado
| Tubos | Tubos de Alumínio | - | 56959 | 57095012 | TUBO ALUM 3'' IPS - COMP 3M -SCHEDULE 40 | DIS-ETE-016 | REFRITUBOS | Homologado
| Tubos | Tubos de Alumínio | 2270012 | 57367 | 57095011 | TUBO ALUM 2''IPS - COMP 6M SCHEDULE 40 | DIS-ETE-016 | REFRITUBOS | Homologado
| Tubos | Tubos de Alumínio | 2270014 | 57368 | 57095013 | TUBO ALUM 3'' IPS - COMP 6M -SCHEDULE 40 | DIS-ETE-016 | REFRITUBOS | Homologado
| Tubos | Tubos de Alumínio | 2270018 | 100557 | 57095020 | TUBO ALUM 3'' IPS - COMP 12M -SCHEDULE 4 | DIS-ETE-016 | REFRITUBOS | Homologado
| Tubos | Tubos de Alumínio | 2270017 | 100663 | 57095021 | TUBO ALUM 4'' IPS - COMP 12M -SCHEDULE 4 | DIS-ETE-016 | REFRITUBOS | Homologado
| Tubos | Tubos de Alumínio | 2270016 | - | 57095019 | TUBO EXTRUDADO AL 3.1/2" IPS SCH 40 | DIS-ETE-016 | REFRITUBOS | Homologado
| Tubos | Tubos de Cobre | 2271006 | - | 57010001 | TUBO COBRE ELETROLIT 2" IPS | DIS-ETE-016 | REFRITUBOS | Homologado
| Tubos | Tubos de Cobre | 2271015 | - | 57010002 | TUBO COBRE EXTRUDADO 26MM | DIS-ETE-016 | REFRITUBOS | Homologado
| Tubos | Tubos de Cobre | 2271016 | - | 57010003 | TUBO COBRE EXTRUDADO 42MM | DIS-ETE-016 | REFRITUBOS | Homologado
| Tubos | Tubos de Cobre | 2271017 | - | 57010004 | TUBO CU ELETROLITICO 1.1/2" | DIS-ETE-016 | REFRITUBOS | Homologado
| Tubos | Tubos de Alumínio | - | 56951 | 57095004 | TUBO ALUM 1 POL IPS - COMP 3M SCHEDULE40 | DIS-ETE-016 | SHOCK METAIS | Homologado
| Tubos | Tubos de Alumínio | 2270011 | 56952 | 57095005 | TUBO ALUM 1 POL IPS COMP 6M SCHEDULE 40 | DIS-ETE-016 | SHOCK METAIS | Homologado
| Tubos | Tubos de Alumínio | - | 56953 | 57095006 | TUBO ALUM 1''1/2 IPS -COMP 3M-SCHEDULE40 | DIS-ETE-016 | SHOCK METAIS | Homologado
| Tubos | Tubos de Alumínio | - | 56955 | 57095008 | TUBO ALUM 2 POL IPS COMP 3M SCHEDULE 40 | DIS-ETE-016 | SHOCK METAIS | Homologado
| Tubos | Tubos de Alumínio | - | 56957 | 57095009 | TUBO ALUM 2''1/2 IPS -COMP 3M-SCHED. 40 | DIS-ETE-016 | SHOCK METAIS | Homologado
| Tubos | Tubos de Alumínio | 2270013 | 56958 | 57095010 | TUBO ALUM 2''1/2 IPS -COMP 6M-SCHEDULE40 | DIS-ETE-016 | SHOCK METAIS | Homologado
| Tubos | Tubos de Alumínio | - | 56959 | 57095012 | TUBO ALUM 3'' IPS - COMP 3M -SCHEDULE 40 | DIS-ETE-016 | SHOCK METAIS | Homologado
| Tubos | Tubos de Alumínio | 2270012 | 57367 | 57095011 | TUBO ALUM 2''IPS - COMP 6M SCHEDULE 40 | DIS-ETE-016 | SHOCK METAIS | Homologado
| Tubos | Tubos de Alumínio | 2270014 | 57368 | 57095013 | TUBO ALUM 3'' IPS - COMP 6M -SCHEDULE 40 | DIS-ETE-016 | SHOCK METAIS | Homologado
| Tubos | Tubos de Alumínio | 2270018 | 100557 | 57095020 | TUBO ALUM 3'' IPS - COMP 12M -SCHEDULE 4 | DIS-ETE-016 | SHOCK METAIS | Homologado
| Tubos | Tubos de Alumínio | 2270017 | 100663 | 57095021 | TUBO ALUM 4'' IPS - COMP 12M -SCHEDULE 4 | DIS-ETE-016 | SHOCK METAIS | Homologado
| Tubos | Tubos de Cobre | 2271015 | - | 57010002 | TUBO COBRE EXTRUDADO 26MM | DIS-ETE-016 | SHOCK METAIS | Homologado
| Tubos | Tubos de Cobre | 2271016 | - | 57010003 | TUBO COBRE EXTRUDADO 42MM | DIS-ETE-016 | SHOCK METAIS | Homologado
| Acessórios | Acessórios para Trafo de Potência | - | - | - | Válvula de Alívio de Pressão para Trafo |  | COMEM | Homologado
| Acessórios | Acessórios para Trafo de Potência | - | - | - | Válvula de Alívio de Pressão para Trafo |  | INDUSBRÁS | Homologado
| Acessórios | Acessórios para Trafo de Potência | - | - | - | OLTC a vácuo para Trafo |  | ABB/HITACHI | Homologado
| Acessórios | Acessórios para Trafo de Potência | - | - | - | OLTC a vácuo para Trafo |  | MR | Homologado
| Acessórios | Acessórios para Trafo de Potência | - | - | - | OLTC a vácuo para Trafo |  | HUAMING | Homologado
| Acessórios | Acessórios para Trafo de Potência | - | - | - | Bucha AT para Trafo |  | ABB/HITACHI | Homologado
| Acessórios | Acessórios para Trafo de Potência | - | - | - | Bucha AT para Trafo |  | PFIFFNER | Homologado
| Acessórios | Acessórios para Trafo de Potência | - | - | - | Bucha BTpara Trafo |  | ABB/HITACHI | Homologado
| Acessórios | Acessórios para Trafo de Potência | - | - | - | Monitor de Gases e Umidade |  | GE | Homologado
| Acessórios | Acessórios para Trafo de Potência | - | - | - | Monitor de Gases e Umidade |  | MR | Homologado
| Acessórios | Acessórios para Trafo de Potência | - | - | - | Monitor de Gases e Umidade |  | MTE | Homologado
| Acessórios | Acessórios para Trafo de Potência | - | - | - | Monitor de Gases e Umidade |  | QUALITROL | Homologado
| Acessórios | Acessórios para Trafo de Potência | - | - | - | Monitor de Gases e Umidade |  | WEIDMANN | Homologado
| Acessórios | Acessórios para Trafo de Potência | - | - | - | Monitor de Gases e Umidade |  | SIEMENS | Homologado
| Acessórios | Acessórios para Paineis | - | - | - | Bornes a Mola |  | PHOENIX CONTACT | Homologado
| Acessórios | Acessórios para Paineis | - | - | - | Bornes a Mola |  | CONEXEL | Homologado
| Acessórios | Acessórios para Paineis | - | - | - | Bornes a Mola |  | WEDMULLER | Homologado
| Acessórios | Acessórios para Paineis | - | - | - | Bornes a Mola |  | WAGO | Homologado
| Acessórios | Acessórios para Paineis | - | - | - | Bornes a Mola |  | CONNECTWELL | Homologado
| HIS AT | HIS AT | 366005 | 37553 | 13015045 | MHC 3P 72.5KV 2500A SF6 BS | INS 50.43.31 ISSUE 1 | SIEYUAN | Homologado
| HIS AT | HIS AT | 366000 | 36014 | 13015044 | MHC 3P 72.5KV 2500A SF6 BD | INS 50.43.31 ISSUE 1 | SIEYUAN | Homologado
| HIS AT | HIS AT | 366034 | 37552 | 13015043 | MHC 3P 145KV 2500A SF6 BS | INS 50.43.31 ISSUE 1 | SIEYUAN | Homologado
| HIS AT | HIS AT | 366002 | 36012 | 13015042 | MHC 3P 145KV 2500A SF6 BD | INS 50.43.31 ISSUE 1 | SIEYUAN | Homologado
| Baterias Reservas para Subestações | Baterias Reservas para Subestações | 705011 | 34632 | 15040060 | BANCO BATERIA PROV 10ELE 12VPE 100AH/C10 | DIS-ETE-214 | Enersys | Homologado
| Baterias Reservas para Subestações | Baterias Reservas para Subestações | 705011 | 34632 | 15040060 | BANCO BATERIA PROV 10ELE 12VPE 100AH/C10 | DIS-ETE-214 | Moura | Homologado
| Baterias Reservas para Subestações | Baterias Reservas para Subestações | 705011 | 34632 | 15040060 | BANCO BATERIA PROV 10ELE 12VPE 100AH/C10 | DIS-ETE-214 | Newmax | Homologado
| Retificador | Retificador | 712061 | 37943 | 15050004 | RETIFICADOR CARREG TIRIST 125VCC 75A 3F | DIS-ETE-066 | ALPHA INNOVATIONS | Homologado
| Retificador | Retificador | 712060 | 37942 | 15050003 | RETIFICADOR CARREG TIRIST 125VCC 150A 3F | DIS-ETE-066 | ALPHA INNOVATIONS | Homologado
| Retificador | Retificador | 712062 | 37944 | 15050002 | RETIFICADOR CHAVEADO 125VCC 32A | DIS-ETE-066 | ALPHA INNOVATIONS | Homologado
| Retificador | Retificador | 712059 | 37945 | 15050001 | RETIFICADOR CHAVEADO 125VCC 64A | DIS-ETE-066 | ALPHA INNOVATIONS | Homologado
| Retificador | Retificador | 711024 | 37002 | 15040040 | RETIFICADOR CHAVEADO PORTATIL 125VCC 64A | DIS-ETE-066 | ALPHA INNOVATIONS | Homologado
Esta forma representa um slicer da tabela. As segmentações de dados da tabela não são suportadas nesta versão do Excel.
Se a forma tiver sido modificada em uma versão anterior do Excel, ou se a pasta de trabalho foi salva no Excel 2007 ou anterior, a segmentação de dados não pode ser usada.
M&N
Esta forma representa um slicer da tabela. As segmentações de dados da tabela não são suportadas nesta versão do Excel.
Se a forma tiver sido modificada em uma versão anterior do Excel, ou se a pasta de trabalho foi salva no Excel 2007 ou anterior, a segmentação de dados não pode ser usada.
Algum código/família/fornecedor não foi encontrado? Tem dúvidas ou sugestões? Envie e-mail para: normalizacao.subestacao@iberdrola.mail.onmicrosoft.com e anna.moura@neoenergia.com.